## E3 pricelist
QALCOSONIC E3 PRICELIST
Küttemaailm OÜ ¦¦ +372 6799 366 ¦¦ info@optimatic.ee ¦¦ Kadaka tee 181 Tallinn 12618 Estonia ¦¦ www.optimatic.ee
QALCOSONIC E3 ULTRASONIC HEAT/COOLING ENERGY METER (brass)
SIZE | Qp, m3/h | L, mm | Dynamic Range | Communication 1 | Communication 2 | Power supply | Flow sensor | IP class | PN | Pulse I/O | Temp. sensor | Price
DN15 | 0.6 | 110 | R100 | M-bus | LORA 868 MHz | Battery | 1,2 m | IP65 | PN25 | NO | 1,5 m | 235
DN15 | 0.6 | 110 | R100 | M-bus | LORA 868 MHz | Battery | 1,2 m | IP68 | PN25 | NO | 1,5 m | 242.5
DN15 | 0.6 | 110 | R100 | M-bus | NO | Battery | 1,2 m | IP65 | PN25 | NO | 1,5 m | 197.5
DN15 | 0.6 | 110 | R100 | M-bus | NO | Battery | 1,2 m | IP68 | PN25 | NO | 1,5 m | 205
DN15 | 0.6 | 110 | R100 | M-bus | NO | Battery | 1,2 m | IP65 | PN25 | YES (+cable) | 1,5 m | 205
DN15 | 0.6 | 110 | R100 | M-bus | LORA 868 MHz | Battery | 2,5 m | IP68 | PN25 | NO | 3m | 273.75
DN15 | 0.6 | 110 | R100 | M-bus | NO | Battery | 2,5 m | IP65 | PN25 | NO | 3m | 228.75
DN15 | 0.6 | 110 | R100 | M-bus | NO | Battery | 5 m | IP65 | PN25 | NO | 5m | 245
DN15 | 0.6 | 110 | R100 | M-bus | LORA 868 + WmBus | Battery | 1,2 m | IP65 | PN25 | NO | 1,5 m | 242.5
DN15 | 0.6 | 110 | R100 | M-bus | LORA 868 + WmBus | Battery | 1,2 m | IP65 | PN25 | YES (+cable) | 1,5 m | 250
DN15 | 0.6 | 110 | R100 | M-bus | Wmbus | Battery | 1,2 m | IP65 | PN25 | NO | 1,5 m | 212.5
DN15 | 0.6 | 110 | R100 | M-bus | Wmbus | Battery | 1,2 m | IP68 | PN25 | NO | 1,5 m | 220
DN15 | 0.6 | 110 | R100 | M-bus | Wmbus | Battery | 2,5 m | IP65 | PN25 | NO | 3m | 243.75
DN15 | 0.6 | 110 | R100 | M-bus | Wmbus | Battery | 2,5 m | IP68 | PN25 | YES (+cable) | 3m | 258.75
DN15 | 1 | 110 | R100 | M-bus | LORA 868 MHz | Battery | 1,2 m | IP65 | PN25 | NO | 1,5 m | 235
DN15 | 1 | 110 | R100 | M-bus | NO | Battery | 1,2 m | IP65 | PN25 | NO | 1,5 m | 197.5
DN15 | 1 | 110 | R100 | M-bus | LORA 868 MHz | Battery | 2,5 m | IP65 | PN25 | NO | 3m | 266.25
DN15 | 1 | 110 | R100 | NO | MODBUS | External 230V | 5 m | IP65 | PN25 | YES (+cable) | 10m | 422.5
DN15 | 1 | 110 | R100 | NO | MODBUS | External 24V | 5 m | IP65 | PN25 | YES (+cable) | 10m | 407.5
DN15 | 1 | 110 | R100 | NO | BACnet | External 230V | 5 m | IP65 | PN25 | YES (+cable) | 10m | 422.5
DN15 | 1 | 110 | R100 | NO | BACnet | External 24V | 5 m | IP65 | PN25 | YES (+cable) | 10m | 407.5
DN15 | 1 | 110 | R100 | M-bus | LORA 868 + WmBus | Battery | 1,2 m | IP65 | PN25 | NO | 1,5 m | 242.5
DN15 | 1 | 110 | R100 | M-bus | Wmbus | Battery | 1,2 m | IP65 | PN25 | NO | 1,5 m | 212.5
DN15 | 1.5 | 110 | R100 | M-bus | NO | External 230V | 1,2 m | IP65 | PN25 | NO | 1,5 m | 250
DN15 | 1.5 | 110 | R100 | M-bus | NO | External 24V | 1,2 m | IP65 | PN25 | NO | 1,5 m | 235
DN15 | 1.5 | 110 | R100 | M-bus | LORA 868 MHz | Battery | 1,2 m | IP65 | PN25 | NO | 1,5 m | 235
DN15 | 1.5 | 110 | R100 | M-bus | LORA 868 MHz | Battery | 1,2 m | IP68 | PN25 | NO | 1,5 m | 242.5
DN15 | 1.5 | 110 | R100 | M-bus | LORA 868 MHz | Battery | 1,2 m | IP65 | PN25 | YES (+cable) | 1,5 m | 242.5
DN15 | 1.5 | 110 | R100 | M-bus | NO | Battery | 1,2 m | IP65 | PN25 | NO | 1,5 m | 197.5
DN15 | 1.5 | 110 | R100 | M-bus | NO | Battery | 1,2 m | IP68 | PN25 | NO | 1,5 m | 205
DN15 | 1.5 | 110 | R100 | M-bus | NO | Battery | 1,2 m | IP65 | PN25 | YES (+cable) | 1,5 m | 205
DN15 | 1.5 | 110 | R100 | M-bus | LORA 868 MHz | Battery | 2,5 m | IP68 | PN25 | NO | 3m | 273.75
DN15 | 1.5 | 110 | R100 | M-bus | LORA 868 MHz | Battery | 2,5 m | IP65 | PN25 | YES (+cable) | 3m | 273.75
DN15 | 1.5 | 110 | R100 | M-bus | NO | Battery | 2,5 m | IP68 | PN25 | NO | 3m | 236.25
DN15 | 1.5 | 110 | R100 | M-bus | NO | Battery | 5 m | IP68 | PN25 | NO | 5m | 252.5
DN15 | 1.5 | 110 | R100 | NO | BACnet | External 230V | 5 m | IP65 | PN25 | YES (+cable) | 10m | 422.5
DN15 | 1.5 | 110 | R100 | NO | MODBUS | External 230V | 5 m | IP65 | PN25 | YES (+cable) | 10m | 422.5
DN15 | 1.5 | 110 | R100 | NO | BACnet | External 24V | 5 m | IP65 | PN25 | YES (+cable) | 10m | 407.5
DN15 | 1.5 | 110 | R100 | NO | MODBUS | External 24V | 5 m | IP65 | PN25 | YES (+cable) | 10m | 407.5
DN15 | 1.5 | 110 | R100 | M-bus | Wmbus | External 230V | 1,2 m | IP68 | PN25 | NO | 1,5 m | 272.5
DN15 | 1.5 | 110 | R100 | M-bus | Wmbus | External 24V | 1,2 m | IP68 | PN25 | NO | 1,5 m | 257.5
DN15 | 1.5 | 110 | R100 | M-bus | LORA 868 + WmBus | Battery | 1,2 m | IP68 | PN25 | NO | 1,5 m | 250
DN15 | 1.5 | 110 | R100 | M-bus | LORA 868 + WmBus | Battery | 1,2 m | IP65 | PN25 | NO | 1,5 m | 242.5
DN15 | 1.5 | 110 | R100 | M-bus | LORA 868 + WmBus | Battery | 1,2 m | IP65 | PN25 | YES (+cable) | 1,5 m | 250
DN15 | 1.5 | 110 | R100 | M-bus | Wmbus | Battery | 1,2 m | IP65 | PN25 | NO | 1,5 m | 212.5
DN15 | 1.5 | 110 | R100 | M-bus | Wmbus | Battery | 1,2 m | IP68 | PN25 | NO | 1,5 m | 220
DN15 | 1.5 | 110 | R100 | M-bus | Wmbus | Battery | 1,2 m | IP65 | PN25 | YES (+cable) | 1,5 m | 220
DN15 | 1.5 | 110 | R100 | M-bus | Wmbus | Battery | 2,5 m | IP65 | PN25 | NO | 3m | 243.75
DN15 | 1.5 | 110 | R100 | M-bus | Wmbus | Battery | 5 m | IP65 | PN25 | NO | 10m | 290
DN15 | 1.5 | 110 | R250 | M-bus | LORA 868 MHz | Battery | 1,2 m | IP65 | PN25 | YES (+cable) | 1,5 m | 247.5
DN15 | 1.5 | 110 | R250 | M-bus | LORA 868 + WmBus | Battery | 1,2 m | IP65 | PN25 | NO | 1,5 m | 247.5
DN15 | 1.5 | 110 | R250 | M-bus | LORA 868 + WmBus | Battery | 1,2 m | IP65 | PN25 | YES (+cable) | 1,5 m | 255
DN15 | 1.5 | 110 | R250 | NO | MODBUS | External 230V | 5 m | IP65 | PN25 | YES (+cable) | 10m | 427.5
DN15 | 1.5 | 110 | R250 | NO | MODBUS | External 24V | 5 m | IP65 | PN25 | YES (+cable) | 10m | 412.5
DN20 | 1.5 | 130 | R100 | M-bus | NO | Battery | 2,5 m | IP65 | PN25 | NO | 3m | 238.75
DN20 | 1.5 | 130 | R100 | M-bus | LORA 868 MHz | Battery | 1,2 m | IP65 | PN25 | NO | 1,5 m | 245
DN20 | 1.5 | 130 | R100 | M-bus | LORA 868 MHz | Battery | 2,5 m | IP65 | PN25 | NO | 3m | 276.25
DN20 | 1.5 | 130 | R100 | NO | MODBUS | External 24V | 5 m | IP68 | PN25 | YES (+cable) | 10m | 425
DN20 | 1.5 | 190 | R100 | M-bus | Wmbus | Battery | 2,5 m | IP65 | PN25 | NO | 3m | 286.25
DN20 | 1.5 | 190 | R100 | M-bus | LORA 868 MHz | Battery | 1,2 m | IP65 | PN25 | NO | 1,5 m | 277.5
DN20 | 1.5 | 190 | R100 | M-bus | LORA 868 MHz | Battery | 2,5 m | IP65 | PN25 | NO | 3m | 308.75
DN20 | 1.5 | 130 | R100 | NO | MODBUS | External 230V | 5 m | IP68 | PN25 | YES (+cable) | 10m | 440
DN20 | 1.5 | 190 | R100 | NO | MODBUS | External 230V | 5 m | IP65 | PN25 | NO | 10m | 457.5
DN20 | 1.5 | 190 | R100 | M-bus | Wmbus | Battery | 2,5 m | IP65 | PN25 | NO | 3m | 286.25
DN20 | 1.5 | 190 | R100 | M-bus | LORA 868 MHz | Battery | 1,2 m | IP65 | PN25 | NO | 1,5 m | 277.5
DN20 | 1.5 | 190 | R100 | M-bus | LORA 868 MHz | Battery | 2,5 m | IP65 | PN25 | NO | 3m | 308.75
DN20 | 1.5 | 190 | R100 | NO | MODBUS | External 230V | 5 m | IP65 | PN25 | NO | 10m | 457.5
DN20 | 2.5 | 130 | R100 | M-bus | LORA 868 MHz | External 230V | 1,2 m | IP65 | PN25 | NO | 1,5 m | 297.5
DN20 | 2.5 | 130 | R100 | M-bus | NO | External 230V | 2,5 m | IP65 | PN25 | NO | 3m | 291.25
DN20 | 2.5 | 130 | R100 | M-bus | NO | External 230V | 5 m | IP65 | PN25 | NO | 5m | 307.5
DN20 | 2.5 | 130 | R100 | M-bus | Wmbus | External 24V | 1,2 m | IP65 | PN25 | NO | 1,5 m | 260
DN20 | 2.5 | 130 | R100 | M-bus | Wmbus | External 24V | 1,2 m | IP68 | PN25 | NO | 1,5 m | 267.5
DN20 | 2.5 | 130 | R100 | M-bus | LORA 868 MHz | Battery | 1,2 m | IP68 | PN25 | NO | 1,5 m | 252.5
DN20 | 2.5 | 130 | R100 | M-bus | Wmbus | Battery | 1,2 m | IP65 | PN25 | NO | 1,5 m | 222.5
DN20 | 2.5 | 130 | R100 | M-bus | NO | Battery | 1,2 m | IP65 | PN25 | NO | 1,5 m | 207.5
DN20 | 2.5 | 130 | R100 | M-bus | NO | Battery | 1,2 m | IP68 | PN25 | NO | 1,5 m | 215
DN20 | 2.5 | 130 | R100 | M-bus | Wmbus | Battery | 1,2 m | IP65 | PN25 | YES (+cable) | 1,5 m | 230
DN20 | 2.5 | 130 | R100 | M-bus | LORA 868 MHz | Battery | 2,5 m | IP68 | PN25 | YES (+cable) | 3m | 291.25
DN20 | 2.5 | 130 | R100 | M-bus | Wmbus | Battery | 2,5 m | IP65 | PN25 | NO | 3m | 253.75
DN20 | 2.5 | 130 | R100 | M-bus | NO | Battery | 2,5 m | IP68 | PN25 | NO | 3m | 246.25
DN20 | 2.5 | 130 | R100 | M-bus | Wmbus | Battery | 2,5 m | IP65 | PN25 | YES (+cable) | 3m | 261.25
DN20 | 2.5 | 130 | R100 | NO | BACnet | External 230V | 5 m | IP65 | PN25 | YES (+cable) | 10m | 432.5
DN20 | 2.5 | 130 | R100 | NO | MODBUS | External 230V | 5 m | IP65 | PN25 | YES (+cable) | 10m | 432.5
DN20 | 2.5 | 130 | R100 | NO | BACnet | External 24V | 5 m | IP65 | PN25 | YES (+cable) | 10m | 417.5
DN20 | 2.5 | 130 | R100 | NO | MODBUS | External 24V | 5 m | IP65 | PN25 | YES (+cable) | 10m | 417.5
DN20 | 2.5 | 130 | R250 | M-bus | LORA 868 + WmBus | Battery | 1,2 m | IP65 | PN25 | YES (+cable) | 1,5 m | 265
DN20 | 2.5 | 190 | R100 | M-bus | Wmbus | External 24V | 1,2 m | IP65 | PN25 | NO | 1,5 m | 292.5
DN20 | 2.5 | 190 | R100 | M-bus | Wmbus | External 230V | 1,2 m | IP65 | PN25 | NO | 1,5 m | 307.5
DN20 | 2.5 | 190 | R100 | M-bus | Wmbus | Battery | 1,2 m | IP65 | PN25 | NO | 1,5 m | 255
DN20 | 2.5 | 190 | R100 | M-bus | Wmbus | Battery | 1,2 m | IP65 | PN25 | YES (+cable) | 1,5 m | 262.5
DN20 | 2.5 | 190 | R100 | M-bus | Wmbus | Battery | 2,5 m | IP65 | PN25 | NO | 3m | 286.25
DN20 | 2.5 | 190 | R100 | M-bus | NO | Battery | 2,5 m | IP68 | PN25 | NO | 3m | 278.75
DN20 | 2.5 | 190 | R100 | M-bus | Wmbus | Battery | 2,5 m | IP65 | PN25 | YES (+cable) | 3m | 293.75
DN25 | 3.5 | 260 | R100 | M-bus | LORA 868 MHz | External 230V | 2,5 m | IP65 | PN25 | NO | 3m | 438.75
DN25 | 3.5 | 260 | R100 | M-bus | NO | External 230V | 2,5 m | IP65 | PN25 | NO | 3m | 401.25
DN25 | 3.5 | 260 | R100 | M-bus | LORA 868 MHz | External 24V | 2,5 m | IP65 | PN25 | NO | 3m | 423.75
DN25 | 3.5 | 260 | R100 | M-bus | NO | External 24V | 2,5 m | IP65 | PN25 | NO | 3m | 386.25
DN25 | 3.5 | 260 | R100 | M-bus | NO | Battery | 1,2 m | IP65 | PN25 | NO | 1,5 m | 317.5
DN25 | 3.5 | 260 | R100 | M-bus | LORA 868 MHz | Battery | 2,5 m | IP65 | PN25 | NO | 3m | 386.25
DN25 | 3.5 | 260 | R100 | M-bus | NO | Battery | 2,5 m | IP65 | PN25 | NO | 3m | 348.75
DN25 | 3.5 | 260 | R100 | M-bus | NO | Battery | 2,5 m | IP65 | PN25 | YES (+cable) | 3m | 356.25
DN25 | 3.5 | 260 | R100 | NO | BACnet | External 230V | 5 m | IP65 | PN25 | YES (+cable) | 10m | 542.5
DN25 | 3.5 | 260 | R100 | NO | MODBUS | External 230V | 5 m | IP65 | PN25 | YES (+cable) | 10m | 542.5
DN25 | 3.5 | 260 | R100 | NO | BACnet | External 24V | 5 m | IP65 | PN25 | YES (+cable) | 10m | 527.5
DN25 | 3.5 | 260 | R100 | NO | MODBUS | External 24V | 5 m | IP65 | PN25 | YES (+cable) | 10m | 527.5
DN25 | 3.5 | 260 | R100 | M-bus | Wmbus | Battery | 2,5 m | IP65 | PN25 | NO | 3m | 363.75
DN25 | 6 | 260 | R100 | M-bus | Wmbus | Battery | 2,5 m | IP65 | PN25 | NO | 3m | 456.25
DN25 | 6 | 260 | R100 | M-bus | LORA 868 MHz | External 230V | 2,5 m | IP65 | PN25 | NO | 3m | 531.25
DN25 | 6 | 260 | R100 | M-bus | NO | External 230V | 2,5 m | IP65 | PN25 | NO | 3m | 493.75
DN25 | 6 | 260 | R100 | M-bus | NO | External 24V | 2,5 m | IP65 | PN25 | NO | 3m | 478.75
DN25 | 6 | 260 | R100 | M-bus | NO | External 24V | 2,5 m | IP68 | PN25 | NO | 3m | 486.25
DN25 | 6 | 260 | R100 | M-bus | LORA 868 MHz | Battery | 2,5 m | IP65 | PN25 | NO | 3m | 478.75
DN25 | 6 | 260 | R100 | M-bus | NO | Battery | 2,5 m | IP65 | PN25 | NO | 3m | 441.25
DN25 | 6 | 260 | R100 | M-bus | NO | Battery | 2,5 m | IP68 | PN25 | NO | 3m | 448.75
DN25 | 6 | 260 | R100 | M-bus | NO | Battery | 2,5 m | IP65 | PN25 | YES (+cable) | 3m | 448.75
DN25 | 6 | 260 | R100 | M-bus | LORA 868 MHz | Battery | 5 m | IP68 | PN25 | NO | 5m | 502.5
DN25 | 6 | 260 | R100 | NO | BACnet | External 230V | 5 m | IP65 | PN25 | YES (+cable) | 10m | 635
DN25 | 6 | 260 | R100 | NO | MODBUS | External 230V | 5 m | IP65 | PN25 | YES (+cable) | 10m | 635
DN25 | 6 | 260 | R100 | NO | BACnet | External 24V | 5 m | IP65 | PN25 | YES (+cable) | 10m | 620
DN25 | 6 | 260 | R100 | NO | MODBUS | External 24V | 5 m | IP65 | PN25 | YES (+cable) | 10m | 620
DN25 | 6 | 260 | R100 | M-bus | Wmbus | External 24V | 2,5 m | IP65 | PN25 | NO | 3m | 493.75
DN25 | 6 | 260 | R100 | M-bus | LORA 868 + WmBus | Battery | 2,5 m | IP65 | PN25 | NO | 3m | 486.25
DN25 | 6 | 260 | R100 | M-bus | Wmbus | Battery | 2,5 m | IP68 | PN25 | NO | 3m | 463.75
DN25 | 6 | 260 | R100 | M-bus | Wmbus | Battery | 2,5 m | IP65 | PN25 | NO | 3m | 456.25
DN25 | 6 | 260 | R100 | M-bus | Wmbus | Battery | 2,5 m | IP65 | PN25 | YES (+cable) | 3m | 463.75
DN25 | 6 | 260 | R250 | M-bus | LORA 868 MHz | Battery | 2,5 m | IP65 | PN25 | NO | 3m | 483.75
DN25 | 6 | 260 | R250 | M-bus | LORA 868 + WmBus | Battery | 2,5 m | IP65 | PN25 | YES (+cable) | 3m | 498.75
DN40 | 10 | 300 | R100 | M-bus | LORA 868 MHz | Battery | 2,5 m | IP65 | PN25 | NO | 3m | 503.75
DN40 | 10 | 300 | R100 | M-bus | LORA 868 + WmBus | Battery | 2,5 m | IP65 | PN25 | YES (+cable) | 3m | 518.75
DN40 | 10 | 300 | R100 | M-bus | Wmbus | Battery | 2,5 m | IP65 | PN25 | NO | 3m | 481.25
DN40 | 10 | 300 | R100 | M-bus | Wmbus | Battery | 2,5 m | IP65 | PN25 | YES (+cable) | 3m | 488.75
DN40 | 10 | 300 | R100 | M-bus | Wmbus | Battery | 5 m | IP65 | PN25 | NO | 10m | 527.5
DN40 | 10 | 300 | R100 | M-bus | Wmbus | Battery | 5 m | IP65 | PN25 | YES (+cable) | 10m | 535
DN40 | 10 | 300 | R100 | M-bus | NO | External 230V | 2,5 m | IP68 | PN25 | NO | 3m | 526.25
DN40 | 10 | 300 | R100 | M-bus | NO | External 24V | 2,5 m | IP65 | PN25 | NO | 3m | 503.75
DN40 | 10 | 300 | R100 | M-bus | LORA 868 MHz | Battery | 2,5 m | IP68 | PN25 | NO | 3m | 511.25
DN40 | 10 | 300 | R100 | M-bus | LORA 868 MHz | Battery | 2,5 m | IP68 | PN25 | YES (+cable) | 3m | 518.75
DN40 | 10 | 300 | R100 | M-bus | NO | Battery | 2,5 m | IP65 | PN25 | NO | 3m | 466.25
DN40 | 10 | 300 | R100 | M-bus | NO | Battery | 2,5 m | IP68 | PN25 | NO | 3m | 473.75
DN40 | 10 | 300 | R100 | M-bus | NO | Battery | 2,5 m | IP65 | PN25 | YES (+cable) | 3m | 473.75
DN40 | 10 | 300 | R100 | M-bus | NO | Battery | 5 m | IP65 | PN25 | NO | 5m | 482.5
DN40 | 10 | 300 | R100 | NO | BACnet | External 230V | 5 m | IP65 | PN25 | YES (+cable) | 10m | 660
DN40 | 10 | 300 | R100 | NO | MODBUS | External 230V | 5 m | IP65 | PN25 | YES (+cable) | 10m | 660
DN40 | 10 | 300 | R100 | NO | BACnet | External 24V | 5 m | IP65 | PN25 | YES (+cable) | 10m | 645
DN40 | 10 | 300 | R100 | NO | MODBUS | External 24V | 5 m | IP65 | PN25 | YES (+cable) | 10m | 645
DN40 | 10 | 300 | R100 | M-bus | Wmbus | External 230V | 2,5 m | IP65 | PN25 | NO | 3m | 533.75
DN40 | 10 | 300 | R100 | M-bus | Wmbus | External 24V | 2,5 m | IP65 | PN25 | NO | 3m | 518.75
DN40 | 10 | 300 | R100 | M-bus | Wmbus | External 24V | 2,5 m | IP68 | PN25 | NO | 3m | 526.25
DN40 | 10 | 300 | R100 | M-bus | LORA 868 + WmBus | Battery | 2,5 m | IP68 | PN25 | NO | 3m | 518.75
DN40 | 10 | 300 | R100 | M-bus | Wmbus | Battery | 2,5 m | IP65 | PN25 | NO | 3m | 481.25
DN40 | 10 | 300 | R100 | M-bus | Wmbus | Battery | 2,5 m | IP65 | PN25 | YES (+cable) | 3m | 488.75
DN40 | 10 | 300 | R250 | M-bus | LORA 868 MHz | Battery | 2,5 m | IP68 | PN25 | NO | 3m | 516.25
DN50 FL | 15 | 270 | R100 | M-bus | NO | External 230V | 2,5 m | IP65 | PN25 | NO | 3m | 753.75
DN50 FL | 15 | 270 | R100 | M-bus | NO | External 24V | 2,5 m | IP68 | PN25 | NO | 3m | 746.25
DN50 FL | 15 | 270 | R100 | M-bus | NO | External 230V | 2,5 m | IP68 | PN25 | NO | 3m | 761.25
DN50 FL | 15 | 270 | R100 | M-bus | NO | External 24V | 2,5 m | IP65 | PN25 | NO | 3m | 738.75
DN50 FL | 15 | 270 | R100 | M-bus | LORA 868 MHz | Battery | 2,5 m | IP65 | PN25 | NO | 3m | 738.75
DN50 FL | 15 | 270 | R100 | M-bus | LORA 868 MHz | Battery | 2,5 m | IP65 | PN25 | YES (+cable) | 3m | 746.25
DN50 FL | 15 | 270 | R100 | M-bus | NO | Battery | 2,5 m | IP68 | PN25 | NO | 3m | 708.75
DN50 FL | 15 | 270 | R100 | M-bus | NO | Battery | 2,5 m | IP65 | PN25 | NO | 3m | 701.25
DN50 FL | 15 | 270 | R100 | M-bus | NO | Battery | 5 m | IP68 | PN25 | NO | 5m | 725
DN50 FL | 15 | 270 | R100 | NO | BACNET | External 230V | 5 m | IP65 | PN25 | YES (+cable) | 10m | 895
DN50 FL | 15 | 270 | R100 | NO | MODBUS | External 230V | 5 m | IP65 | PN25 | YES (+cable) | 10m | 895
DN50 FL | 15 | 270 | R100 | NO | BACNET | External 24V | 5 m | IP65 | PN25 | YES (+cable) | 10m | 880
DN50 FL | 15 | 270 | R100 | NO | MODBUS | External 24V | 5 m | IP65 | PN25 | YES (+cable) | 10m | 880
DN50 FL | 15 | 270 | R100 | M-bus | Wmbus | External 230V | 2,5 m | IP65 | PN25 | NO | 3m | 768.75
DN50 FL | 15 | 270 | R100 | M-bus | Wmbus | External 24V | 2,5 m | IP65 | PN25 | NO | 3m | 753.75
DN50 FL | 15 | 270 | R100 | M-bus | LORA 868 + WmBus | Battery | 2,5 m | IP65 | PN25 | NO | 3m | 746.25
DN50 FL | 15 | 270 | R100 | M-bus | Wmbus | Battery | 2,5 m | IP65 | PN25 | YES (+cable) | 3m | 723.75
DN65 FL | 25 | 300 | R100 | M-bus | NO | External 230V | 5 m | IP68 | PN25 | NO | 5m | 1252.5
DN65 FL | 25 | 300 | R100 | M-bus | NO | External 230V | 5 m | IP65 | PN25 | NO | 5m | 1245
DN65 FL | 25 | 300 | R100 | M-bus | NO | External 24V | 5 m | IP65 | PN25 | NO | 5m | 1230
DN65 FL | 25 | 300 | R100 | M-bus | NO | External 24V | 5 m | IP68 | PN25 | NO | 5m | 1237.5
DN65 FL | 25 | 300 | R100 | M-bus | LORA 868 MHz | Battery | 5 m | IP65 | PN25 | NO | 5m | 1230
DN65 FL | 25 | 300 | R100 | M-bus | LORA 868 MHz | Battery | 5 m | IP65 | PN25 | YES (+cable) | 5m | 1237.5
DN65 FL | 25 | 300 | R100 | M-bus | NO | Battery | 5 m | IP68 | PN25 | NO | 5m | 1200
DN65 FL | 25 | 300 | R100 | M-bus | NO | Battery | 5 m | IP65 | PN25 | NO | 5m | 1192.5
DN65 FL | 25 | 300 | R100 | M-bus | NO | Battery | 5 m | IP65 | PN25 | YES (+cable) | 5m | 1200
DN65 FL | 25 | 300 | R100 | NO | BACNET | External 230V | 5 m | IP65 | PN25 | YES (+cable) | 10m | 1370
DN65 FL | 25 | 300 | R100 | NO | MODBUS | External 230V | 5 m | IP65 | PN25 | YES (+cable) | 10m | 1370
DN65 FL | 25 | 300 | R100 | NO | BACNET | External 24V | 5 m | IP65 | PN25 | YES (+cable) | 10m | 1355
DN65 FL | 25 | 300 | R100 | NO | MODBUS | External 24V | 5 m | IP65 | PN25 | YES (+cable) | 10m | 1355
DN65 FL | 25 | 300 | R100 | M-bus | Wmbus | External 230V | 5 m | IP65 | PN25 | NO | 5m | 1260
DN65 FL | 25 | 300 | R100 | M-bus | Wmbus | External 24V | 5 m | IP68 | PN25 | NO | 5m | 1252.5
DN65 FL | 25 | 300 | R100 | M-bus | Wmbus | External 24V | 5 m | IP65 | PN25 | NO | 5m | 1245
DN65 FL | 25 | 300 | R100 | M-bus | LORA 868 + WmBus | Battery | 5 m | IP65 | PN25 | NO | 5m | 1237.5
DN65 FL | 25 | 300 | R100 | M-bus | Wmbus | Battery | 5 m | IP65 | PN25 | NO | 5m | 1207.5
DN65 FL | 25 | 300 | R100 | M-bus | Wmbus | Battery | 5 m | IP65 | PN25 | YES (+cable) | 5m | 1215
DN80 FL | 40 | 300 | R100 | M-bus | NO | External 230V | 5 m | IP68 | PN25 | NO | 5m | 1420
DN80 FL | 40 | 300 | R100 | M-bus | NO | External 230V | 5 m | IP65 | PN25 | NO | 5m | 1412.5
DN80 FL | 40 | 300 | R100 | M-bus | NO | External 24V | 5 m | IP65 | PN25 | NO | 5m | 1397.5
DN80 FL | 40 | 300 | R100 | M-bus | NO | External 24V | 5 m | IP68 | PN25 | NO | 5m | 1405
DN80 FL | 40 | 300 | R100 | M-bus | LORA 868 MHz | Battery | 5 m | IP65 | PN25 | NO | 5m | 1397.5
DN80 FL | 40 | 300 | R100 | M-bus | LORA 868 MHz | Battery | 5 m | IP65 | PN25 | YES (+cable) | 5m | 1405
DN80 FL | 40 | 300 | R100 | M-bus | NO | Battery | 5 m | IP68 | PN25 | NO | 5m | 1367.5
DN80 FL | 40 | 300 | R100 | M-bus | NO | Battery | 5 m | IP65 | PN25 | NO | 5m | 1360
DN80 FL | 40 | 300 | R100 | M-bus | NO | Battery | 5 m | IP65 | PN25 | YES (+cable) | 5m | 1367.5
DN80 FL | 40 | 300 | R100 | NO | BACNET | External 230V | 5 m | IP65 | PN25 | YES (+cable) | 10m | 1537.5
DN80 FL | 40 | 300 | R100 | NO | MODBUS | External 230V | 5 m | IP65 | PN25 | YES (+cable) | 10m | 1537.5
DN80 FL | 40 | 300 | R100 | NO | BACNET | External 24V | 5 m | IP65 | PN25 | YES (+cable) | 10m | 1522.5
DN80 FL | 40 | 300 | R100 | M-bus | Wmbus | External 230V | 5 m | IP65 | PN25 | NO | 5m | 1427.5
DN80 FL | 40 | 300 | R100 | M-bus | Wmbus | External 24V | 5 m | IP65 | PN25 | NO | 5m | 1412.5
DN80 FL | 40 | 300 | R100 | M-bus | LORA 868 + WmBus | Battery | 5 m | IP65 | PN25 | NO | 5m | 1405
DN80 FL | 40 | 300 | R100 | M-bus | Wmbus | Battery | 5 m | IP65 | PN25 | NO | 5m | 1375
DN80 FL | 40 | 300 | R100 | M-bus | Wmbus | Battery | 5 m | IP65 | PN25 | YES (+cable) | 5m | 1382.5
DN100 FL | 60 | 360 | R100 | M-bus | NO | External 230V | 5 m | IP68 | PN25 | NO | 5m | 1522.5
DN100 FL | 60 | 360 | R100 | M-bus | Wmbus | External 230V | 5 m | IP65 | PN25 | NO | 5m | 1530
DN100 FL | 60 | 360 | R100 | M-bus | NO | External 230V | 5 m | IP65 | PN25 | NO | 5m | 1515
DN100 FL | 60 | 360 | R100 | M-bus | Wmbus | External 24V | 5 m | IP68 | PN25 | NO | 5m | 1522.5
DN100 FL | 60 | 360 | R100 | M-bus | Wmbus | External 24V | 5 m | IP65 | PN25 | NO | 5m | 1515
DN100 FL | 60 | 360 | R100 | M-bus | NO | External 24V | 5 m | IP68 | PN25 | NO | 5m | 1507.5
DN100 FL | 60 | 360 | R100 | M-bus | NO | External 24V | 5 m | IP65 | PN25 | NO | 5m | 1500
DN100 FL | 60 | 360 | R100 | M-bus | LORA 868 MHz | Battery | 5 m | IP65 | PN25 | NO | 5m | 1500
DN100 FL | 60 | 360 | R100 | M-bus | LORA 868 + WmBus | Battery | 5 m | IP65 | PN25 | NO | 5m | 1507.5
DN100 FL | 60 | 360 | R100 | M-bus | LORA 868 MHz | Battery | 5 m | IP65 | PN25 | YES (+cable) | 5m | 1507.5
DN100 FL | 60 | 360 | R100 | M-bus | Wmbus | Battery | 5 m | IP65 | PN25 | NO | 10m | 1507.5
DN100 FL | 60 | 360 | R100 | M-bus | NO | Battery | 5 m | IP68 | PN25 | NO | 5m | 1470
DN100 FL | 60 | 360 | R100 | M-bus | Wmbus | Battery | 5 m | IP65 | PN25 | NO | 5m | 1477.5
DN100 FL | 60 | 360 | R100 | M-bus | NO | Battery | 5 m | IP65 | PN25 | NO | 5m | 1462.5
DN100 FL | 60 | 360 | R100 | M-bus | NO | Battery | 5 m | IP65 | PN25 | YES (+cable) | 10m | 1500
DN100 FL | 60 | 360 | R100 | M-bus | NO | Battery | 5 m | IP65 | PN25 | YES (+cable) | 5m | 1470
DN100 FL | 60 | 360 | R100 | M-bus | Wmbus | Battery | 5 m | IP65 | PN25 | YES (+cable) | 5m | 1485
DN100 FL | 60 | 360 | R100 | NO | BACNET | External 230V | 5 m | IP65 | PN25 | YES (+cable) | 10m | 1640
DN100 FL | 60 | 360 | R100 | NO | MODBUS | External 230V | 5 m | IP65 | PN25 | YES (+cable) | 10m | 1640
DN100 FL | 60 | 360 | R100 | NO | BACNET | External 24V | 5 m | IP65 | PN25 | YES (+cable) | 10m | 1625
DN100 FL | 60 | 360 | R100 | NO | MODBUS | External 24V | 5 m | IP65 | PN25 | YES (+cable) | 10m | 1625
DN15 | 1 | 110 | R100 | NO | MODBUS | External 230V | 1,2 m | IP65 | PN25 | YES (+cable) | 1,5 m | 345
DN15 | 1 | 110 | R100 | NO | MODBUS | External 24V | 1,2 m | IP65 | PN25 | YES (+cable) | 1,5 m | 330
DN15 | 1 | 110 | R100 | NO | BACnet | External 230V | 1,2 m | IP65 | PN25 | YES (+cable) | 1,5 m | 345
DN15 | 1 | 110 | R100 | NO | BACnet | External 24V | 1,2 m | IP65 | PN25 | YES (+cable) | 1,5 m | 330
DN15 | 1.5 | 110 | R100 | NO | BACnet | External 230V | 1,2 m | IP65 | PN25 | YES (+cable) | 1,5 m | 345
DN15 | 1.5 | 110 | R100 | NO | MODBUS | External 230V | 1,2 m | IP65 | PN25 | YES (+cable) | 1,5 m | 345
DN15 | 1.5 | 110 | R100 | NO | BACnet | External 24V | 1,2 m | IP65 | PN25 | YES (+cable) | 1,5 m | 330
DN15 | 1.5 | 110 | R100 | NO | MODBUS | External 24V | 1,2 m | IP65 | PN25 | YES (+cable) | 1,5 m | 330
DN15 | 1.5 | 110 | R250 | NO | MODBUS | External 230V | 1,2 m | IP65 | PN25 | YES (+cable) | 1,5 m | 350
DN15 | 1.5 | 110 | R250 | NO | MODBUS | External 24V | 1,2 m | IP65 | PN25 | YES (+cable) | 1,5 m | 335
DN25 | 3.5 | 260 | R100 | M-bus | Wmbus | Battery | 1,2 m | IP65 | PN25 | NO | 1,5 m | 332.5
DN25 | 6 | 260 | R100 | M-bus | Wmbus | Battery | 1,2 m | IP65 | PN25 | NO | 1,5 m | 425
DN25 | 6 | 260 | R100 | M-bus | Wmbus | External 24V | 1,2 m | IP65 | PN25 | NO | 1,5 m | 462.5
DN25 | 6 | 260 | R100 | M-bus | Wmbus | Battery | 1,2 m | IP68 | PN25 | NO | 1,5 m | 432.5
DN25 | 6 | 260 | R100 | M-bus | Wmbus | Battery | 1,2 m | IP65 | PN25 | NO | 1,5 m | 425
DN25 | 6 | 260 | R100 | M-bus | Wmbus | External 230V | 2,5 m | IP65 | PN25 | NO | 3m | 508.75
DN25 | 6 | 260 | R100 | M-bus | Wmbus | External 230V | 1,2 m | IP65 | PN25 | NO | 1,5 m | 477.5
DN40 | 10 | 300 | R100 | NO | BACnet | External 230V | 2,5 m | IP65 | PN25 | YES (+cable) | 3m | 613.75
DN40 | 10 | 300 | R100 | NO | MODBUS | External 230V | 2,5 m | IP65 | PN25 | YES (+cable) | 3m | 613.75
DN40 | 10 | 300 | R100 | NO | BACnet | External 24V | 2,5 m | IP65 | PN25 | YES (+cable) | 3m | 598.75
DN40 | 10 | 300 | R100 | NO | MODBUS | External 24V | 2,5 m | IP65 | PN25 | YES (+cable) | 3m | 598.75
DN50 FL | 15 | 270 | R100 | NO | BACNET | External 230V | 2,5 m | IP65 | PN25 | YES (+cable) | 3m | 848.75
DN50 FL | 15 | 270 | R100 | NO | MODBUS | External 230V | 2,5 m | IP65 | PN25 | YES (+cable) | 3m | 848.75
DN50 FL | 15 | 270 | R100 | NO | BACNET | External 24V | 2,5 m | IP65 | PN25 | YES (+cable) | 3m | 833.75
DN50 FL | 15 | 270 | R100 | NO | MODBUS | External 24V | 2,5 m | IP65 | PN25 | YES (+cable) | 3m | 833.75
DN65 FL | 25 | 300 | R100 | NO | BACNET | External 230V | 2,5 m | IP65 | PN25 | YES (+cable) | 3m | 1323.75
DN65 FL | 25 | 300 | R100 | NO | MODBUS | External 230V | 2,5 m | IP65 | PN25 | YES (+cable) | 3m | 1323.75
DN65 FL | 25 | 300 | R100 | NO | BACNET | External 24V | 2,5 m | IP65 | PN25 | YES (+cable) | 3m | 1308.75
DN65 FL | 25 | 300 | R100 | NO | MODBUS | External 24V | 2,5 m | IP65 | PN25 | YES (+cable) | 3m | 1308.75
DN80 FL | 40 | 300 | R100 | NO | BACNET | External 230V | 2,5 m | IP65 | PN25 | YES (+cable) | 3m | 1491.25
DN80 FL | 40 | 300 | R100 | NO | MODBUS | External 230V | 2,5 m | IP65 | PN25 | YES (+cable) | 3m | 1491.25
DN80 FL | 40 | 300 | R100 | NO | BACNET | External 24V | 2,5 m | IP65 | PN25 | YES (+cable) | 3m | 1476.25
DN100 FL | 60 | 360 | R100 | NO | BACNET | External 230V | 2,5 m | IP65 | PN25 | YES (+cable) | 3m | 1593.75
DN100 FL | 60 | 360 | R100 | NO | MODBUS | External 230V | 2,5 m | IP65 | PN25 | YES (+cable) | 3m | 1593.75
DN100 FL | 60 | 360 | R100 | NO | BACNET | External 24V | 2,5 m | IP65 | PN25 | YES (+cable) | 3m | 1578.75
DN100 FL | 60 | 360 | R100 | NO | MODBUS | External 24V | 2,5 m | IP65 | PN25 | YES (+cable) | 3m | 1578.75
DN40 | 10 | 300 | R100 | NO | BACnet | External 230V | 2,5 m | IP65 | PN25 | NO | 3m | 606.25
DN40 | 10 | 300 | R100 | NO | MODBUS | External 230V | 2,5 m | IP65 | PN25 | NO | 3m | 606.25
DN40 | 10 | 300 | R100 | NO | BACnet | External 24V | 2,5 m | IP65 | PN25 | NO | 3m | 591.25
DN40 | 10 | 300 | R100 | NO | MODBUS | External 24V | 2,5 m | IP65 | PN25 | NO | 3m | 591.25
DN50 FL | 15 | 270 | R100 | NO | BACNET | External 230V | 2,5 m | IP65 | PN25 | NO | 3m | 841.25
DN50 FL | 15 | 270 | R100 | NO | MODBUS | External 230V | 2,5 m | IP65 | PN25 | NO | 3m | 841.25
DN50 FL | 15 | 270 | R100 | NO | BACNET | External 24V | 2,5 m | IP65 | PN25 | NO | 3m | 826.25
DN50 FL | 15 | 270 | R100 | NO | MODBUS | External 24V | 2,5 m | IP65 | PN25 | NO | 3m | 826.25
DN65 FL | 25 | 300 | R100 | NO | BACNET | External 230V | 2,5 m | IP65 | PN25 | NO | 3m | 1316.25
DN65 FL | 25 | 300 | R100 | NO | MODBUS | External 230V | 2,5 m | IP65 | PN25 | NO | 3m | 1316.25
DN65 FL | 25 | 300 | R100 | NO | BACNET | External 24V | 2,5 m | IP65 | PN25 | NO | 3m | 1301.25
DN65 FL | 25 | 300 | R100 | NO | MODBUS | External 24V | 2,5 m | IP65 | PN25 | NO | 3m | 1301.25
DN80 FL | 40 | 300 | R100 | NO | BACNET | External 230V | 2,5 m | IP65 | PN25 | NO | 3m | 1483.75
DN80 FL | 40 | 300 | R100 | NO | MODBUS | External 230V | 2,5 m | IP65 | PN25 | NO | 3m | 1483.75
DN80 FL | 40 | 300 | R100 | NO | BACNET | External 24V | 2,5 m | IP65 | PN25 | NO | 3m | 1468.75
DN100 FL | 60 | 360 | R100 | NO | BACNET | External 230V | 2,5 m | IP65 | PN25 | NO | 3m | 1586.25
DN100 FL | 60 | 360 | R100 | NO | MODBUS | External 230V | 2,5 m | IP65 | PN25 | NO | 3m | 1586.25
DN100 FL | 60 | 360 | R100 | NO | BACNET | External 24V | 2,5 m | IP65 | PN25 | NO | 3m | 1571.25
DN100 FL | 60 | 360 | R100 | NO | MODBUS | External 24V | 2,5 m | IP65 | PN25 | NO | 3m | 1571.25
DN40 | 10 | 300 | R100 | NO | BACnet | External 230V | 2,5 m | IP65 | PN25 | NO | 5m | 618.75
DN40 | 10 | 300 | R100 | NO | MODBUS | External 230V | 2,5 m | IP65 | PN25 | NO | 5m | 618.75
DN40 | 10 | 300 | R100 | NO | BACnet | External 24V | 2,5 m | IP65 | PN25 | NO | 5m | 603.75
DN40 | 10 | 300 | R100 | NO | MODBUS | External 24V | 2,5 m | IP65 | PN25 | NO | 5m | 603.75
DN50 FL | 15 | 270 | R100 | NO | BACNET | External 230V | 2,5 m | IP65 | PN25 | NO | 5m | 853.75
DN50 FL | 15 | 270 | R100 | NO | MODBUS | External 230V | 2,5 m | IP65 | PN25 | NO | 5m | 853.75
DN50 FL | 15 | 270 | R100 | NO | BACNET | External 24V | 2,5 m | IP65 | PN25 | NO | 5m | 838.75
DN50 FL | 15 | 270 | R100 | NO | MODBUS | External 24V | 2,5 m | IP65 | PN25 | NO | 5m | 838.75
DN65 FL | 25 | 300 | R100 | NO | BACNET | External 230V | 2,5 m | IP65 | PN25 | NO | 5m | 1328.75
DN65 FL | 25 | 300 | R100 | NO | MODBUS | External 230V | 2,5 m | IP65 | PN25 | NO | 5m | 1328.75
DN65 FL | 25 | 300 | R100 | NO | BACNET | External 24V | 2,5 m | IP65 | PN25 | NO | 5m | 1313.75
DN65 FL | 25 | 300 | R100 | NO | MODBUS | External 24V | 2,5 m | IP65 | PN25 | NO | 5m | 1313.75
DN80 FL | 40 | 300 | R100 | NO | BACNET | External 230V | 2,5 m | IP65 | PN25 | NO | 5m | 1496.25
DN80 FL | 40 | 300 | R100 | NO | MODBUS | External 230V | 2,5 m | IP65 | PN25 | NO | 5m | 1496.25
DN80 FL | 40 | 300 | R100 | NO | BACNET | External 24V | 2,5 m | IP65 | PN25 | NO | 5m | 1481.25
DN100 FL | 60 | 360 | R100 | NO | BACNET | External 230V | 2,5 m | IP65 | PN25 | NO | 5m | 1598.75
DN100 FL | 60 | 360 | R100 | NO | MODBUS | External 230V | 2,5 m | IP65 | PN25 | NO | 5m | 1598.75
DN100 FL | 60 | 360 | R100 | NO | BACNET | External 24V | 2,5 m | IP65 | PN25 | NO | 5m | 1583.75
DN100 FL | 60 | 360 | R100 | NO | MODBUS | External 24V | 2,5 m | IP65 | PN25 | NO | 5m | 1583.75
DN50 FL | 15 | 270 | R100 | M-bus | NO | Battery | 5 m | IP68 | PN25 | NO | 10m | 755
DN65 FL | 25 | 300 | R100 | M-bus | NO | External 230V | 5 m | IP68 | PN25 | NO | 10m | 1282.5
DN65 FL | 25 | 300 | R100 | M-bus | NO | External 230V | 5 m | IP65 | PN25 | NO | 10m | 1275
DN65 FL | 25 | 300 | R100 | M-bus | NO | External 24V | 5 m | IP65 | PN25 | NO | 10m | 1260
DN65 FL | 25 | 300 | R100 | M-bus | NO | External 24V | 5 m | IP68 | PN25 | NO | 10m | 1267.5
DN65 FL | 25 | 300 | R100 | M-bus | LORA 868 MHz | Battery | 5 m | IP65 | PN25 | NO | 10m | 1260
DN65 FL | 25 | 300 | R100 | M-bus | LORA 868 MHz | Battery | 5 m | IP65 | PN25 | YES (+cable) | 10m | 1267.5
DN65 FL | 25 | 300 | R100 | M-bus | NO | Battery | 5 m | IP68 | PN25 | NO | 10m | 1230
DN65 FL | 25 | 300 | R100 | M-bus | NO | Battery | 5 m | IP65 | PN25 | NO | 10m | 1222.5
DN65 FL | 25 | 300 | R100 | M-bus | NO | Battery | 5 m | IP65 | PN25 | YES (+cable) | 10m | 1230
DN65 FL | 25 | 300 | R100 | M-bus | Wmbus | External 230V | 5 m | IP65 | PN25 | NO | 10m | 1290
DN65 FL | 25 | 300 | R100 | M-bus | Wmbus | External 24V | 5 m | IP68 | PN25 | NO | 10m | 1282.5
DN65 FL | 25 | 300 | R100 | M-bus | Wmbus | External 24V | 5 m | IP65 | PN25 | NO | 10m | 1275
DN65 FL | 25 | 300 | R100 | M-bus | LORA 868 + WmBus | Battery | 5 m | IP65 | PN25 | NO | 10m | 1267.5
DN65 FL | 25 | 300 | R100 | M-bus | Wmbus | Battery | 5 m | IP65 | PN25 | NO | 10m | 1237.5
DN65 FL | 25 | 300 | R100 | M-bus | Wmbus | Battery | 5 m | IP65 | PN25 | YES (+cable) | 10m | 1245
DN80 FL | 40 | 300 | R100 | M-bus | NO | External 230V | 5 m | IP68 | PN25 | NO | 10m | 1450
DN80 FL | 40 | 300 | R100 | M-bus | NO | External 230V | 5 m | IP65 | PN25 | NO | 10m | 1442.5
DN80 FL | 40 | 300 | R100 | M-bus | NO | External 24V | 5 m | IP65 | PN25 | NO | 10m | 1427.5
DN80 FL | 40 | 300 | R100 | M-bus | NO | External 24V | 5 m | IP68 | PN25 | NO | 10m | 1435
DN80 FL | 40 | 300 | R100 | M-bus | LORA 868 MHz | Battery | 5 m | IP65 | PN25 | NO | 10m | 1427.5
DN80 FL | 40 | 300 | R100 | M-bus | LORA 868 MHz | Battery | 5 m | IP65 | PN25 | YES (+cable) | 10m | 1435
DN80 FL | 40 | 300 | R100 | M-bus | NO | Battery | 5 m | IP68 | PN25 | NO | 10m | 1397.5
DN80 FL | 40 | 300 | R100 | M-bus | NO | Battery | 5 m | IP65 | PN25 | NO | 10m | 1390
DN80 FL | 40 | 300 | R100 | M-bus | NO | Battery | 5 m | IP65 | PN25 | YES (+cable) | 10m | 1397.5
DN80 FL | 40 | 300 | R100 | M-bus | Wmbus | External 230V | 5 m | IP65 | PN25 | NO | 10m | 1457.5
DN80 FL | 40 | 300 | R100 | M-bus | Wmbus | External 24V | 5 m | IP65 | PN25 | NO | 10m | 1442.5
DN80 FL | 40 | 300 | R100 | M-bus | LORA 868 + WmBus | Battery | 5 m | IP65 | PN25 | NO | 10m | 1435
DN80 FL | 40 | 300 | R100 | M-bus | Wmbus | Battery | 5 m | IP65 | PN25 | NO | 10m | 1405
DN80 FL | 40 | 300 | R100 | M-bus | Wmbus | Battery | 5 m | IP65 | PN25 | YES (+cable) | 10m | 1412.5
DN100 FL | 60 | 360 | R100 | M-bus | NO | External 230V | 5 m | IP68 | PN25 | NO | 10m | 1552.5
DN100 FL | 60 | 360 | R100 | M-bus | Wmbus | External 230V | 5 m | IP65 | PN25 | NO | 10m | 1560
DN100 FL | 60 | 360 | R100 | M-bus | NO | External 230V | 5 m | IP65 | PN25 | NO | 10m | 1545
DN100 FL | 60 | 360 | R100 | M-bus | Wmbus | External 24V | 5 m | IP68 | PN25 | NO | 10m | 1552.5
DN100 FL | 60 | 360 | R100 | M-bus | Wmbus | External 24V | 5 m | IP65 | PN25 | NO | 10m | 1545
DN100 FL | 60 | 360 | R100 | M-bus | NO | External 24V | 5 m | IP68 | PN25 | NO | 10m | 1537.5
DN100 FL | 60 | 360 | R100 | M-bus | NO | External 24V | 5 m | IP65 | PN25 | NO | 10m | 1530
DN100 FL | 60 | 360 | R100 | M-bus | LORA 868 MHz | Battery | 5 m | IP65 | PN25 | NO | 10m | 1530
DN100 FL | 60 | 360 | R100 | M-bus | LORA 868 + WmBus | Battery | 5 m | IP65 | PN25 | NO | 10m | 1537.5
DN100 FL | 60 | 360 | R100 | M-bus | LORA 868 MHz | Battery | 5 m | IP65 | PN25 | YES (+cable) | 10m | 1537.5
DN100 FL | 60 | 360 | R100 | M-bus | NO | Battery | 5 m | IP68 | PN25 | NO | 10m | 1500
DN100 FL | 60 | 360 | R100 | M-bus | Wmbus | Battery | 5 m | IP65 | PN25 | NO | 10m | 1507.5
DN100 FL | 60 | 360 | R100 | M-bus | NO | Battery | 5 m | IP65 | PN25 | NO | 10m | 1492.5
DN100 FL | 60 | 360 | R100 | M-bus | NO | Battery | 5 m | IP65 | PN25 | YES (+cable) | 10m | 1500
DN100 FL | 60 | 360 | R100 | M-bus | Wmbus | Battery | 5 m | IP65 | PN25 | YES (+cable) | 10m | 1515
DN65 FL | 25 | 300 | R100 | M-bus | NO | External 230V | 2,5 m | IP68 | PN25 | NO | 3m | 1236.25
DN65 FL | 25 | 300 | R100 | M-bus | NO | External 230V | 2,5 m | IP65 | PN25 | NO | 3m | 1228.75
DN65 FL | 25 | 300 | R100 | M-bus | NO | External 24V | 2,5 m | IP65 | PN25 | NO | 3m | 1213.75
DN65 FL | 25 | 300 | R100 | M-bus | NO | External 24V | 2,5 m | IP68 | PN25 | NO | 3m | 1221.25
DN65 FL | 25 | 300 | R100 | M-bus | LORA 868 MHz | Battery | 2,5 m | IP65 | PN25 | NO | 3m | 1213.75
DN65 FL | 25 | 300 | R100 | M-bus | LORA 868 MHz | Battery | 2,5 m | IP65 | PN25 | YES (+cable) | 3m | 1221.25
DN65 FL | 25 | 300 | R100 | M-bus | NO | Battery | 2,5 m | IP68 | PN25 | NO | 3m | 1183.75
DN65 FL | 25 | 300 | R100 | M-bus | NO | Battery | 2,5 m | IP65 | PN25 | NO | 3m | 1176.25
DN65 FL | 25 | 300 | R100 | M-bus | NO | Battery | 2,5 m | IP65 | PN25 | YES (+cable) | 3m | 1183.75
DN65 FL | 25 | 300 | R100 | M-bus | Wmbus | External 230V | 2,5 m | IP65 | PN25 | NO | 3m | 1243.75
DN65 FL | 25 | 300 | R100 | M-bus | Wmbus | External 24V | 2,5 m | IP68 | PN25 | NO | 3m | 1236.25
DN65 FL | 25 | 300 | R100 | M-bus | Wmbus | External 24V | 2,5 m | IP65 | PN25 | NO | 3m | 1228.75
DN65 FL | 25 | 300 | R100 | M-bus | LORA 868 + WmBus | Battery | 2,5 m | IP65 | PN25 | NO | 3m | 1221.25
DN65 FL | 25 | 300 | R100 | M-bus | Wmbus | Battery | 2,5 m | IP65 | PN25 | NO | 3m | 1191.25
DN65 FL | 25 | 300 | R100 | M-bus | Wmbus | Battery | 2,5 m | IP65 | PN25 | YES (+cable) | 3m | 1198.75
DN80 FL | 40 | 300 | R100 | M-bus | NO | External 230V | 2,5 m | IP68 | PN25 | NO | 3m | 1403.75
DN80 FL | 40 | 300 | R100 | M-bus | NO | External 230V | 2,5 m | IP65 | PN25 | NO | 3m | 1396.25
DN80 FL | 40 | 300 | R100 | M-bus | NO | External 24V | 2,5 m | IP65 | PN25 | NO | 3m | 1381.25
DN80 FL | 40 | 300 | R100 | M-bus | NO | External 24V | 2,5 m | IP68 | PN25 | NO | 3m | 1388.75
DN80 FL | 40 | 300 | R100 | M-bus | LORA 868 MHz | Battery | 2,5 m | IP65 | PN25 | NO | 3m | 1381.25
DN80 FL | 40 | 300 | R100 | M-bus | LORA 868 MHz | Battery | 2,5 m | IP65 | PN25 | YES (+cable) | 3m | 1388.75
DN80 FL | 40 | 300 | R100 | M-bus | NO | Battery | 2,5 m | IP68 | PN25 | NO | 3m | 1351.25
DN80 FL | 40 | 300 | R100 | M-bus | NO | Battery | 2,5 m | IP65 | PN25 | NO | 3m | 1343.75
DN80 FL | 40 | 300 | R100 | M-bus | NO | Battery | 2,5 m | IP65 | PN25 | YES (+cable) | 3m | 1351.25
DN80 FL | 40 | 300 | R100 | M-bus | Wmbus | External 230V | 2,5 m | IP65 | PN25 | NO | 3m | 1411.25
DN80 FL | 40 | 300 | R100 | M-bus | Wmbus | External 24V | 2,5 m | IP65 | PN25 | NO | 3m | 1396.25
DN80 FL | 40 | 300 | R100 | M-bus | LORA 868 + WmBus | Battery | 2,5 m | IP65 | PN25 | NO | 3m | 1388.75
DN80 FL | 40 | 300 | R100 | M-bus | Wmbus | Battery | 2,5 m | IP65 | PN25 | NO | 3m | 1358.75
DN80 FL | 40 | 300 | R100 | M-bus | Wmbus | Battery | 2,5 m | IP65 | PN25 | YES (+cable) | 3m | 1366.25
DN100 FL | 60 | 360 | R100 | M-bus | NO | External 230V | 2,5 m | IP68 | PN25 | NO | 3m | 1506.25
DN100 FL | 60 | 360 | R100 | M-bus | Wmbus | External 230V | 2,5 m | IP65 | PN25 | NO | 3m | 1513.75
DN100 FL | 60 | 360 | R100 | M-bus | NO | External 230V | 2,5 m | IP65 | PN25 | NO | 3m | 1498.75
DN100 FL | 60 | 360 | R100 | M-bus | Wmbus | External 24V | 2,5 m | IP68 | PN25 | NO | 3m | 1506.25
DN100 FL | 60 | 360 | R100 | M-bus | Wmbus | External 24V | 2,5 m | IP65 | PN25 | NO | 3m | 1498.75
DN100 FL | 60 | 360 | R100 | M-bus | NO | External 24V | 2,5 m | IP68 | PN25 | NO | 3m | 1491.25
DN100 FL | 60 | 360 | R100 | M-bus | NO | External 24V | 2,5 m | IP65 | PN25 | NO | 3m | 1483.75
DN100 FL | 60 | 360 | R100 | M-bus | LORA 868 MHz | Battery | 2,5 m | IP65 | PN25 | NO | 3m | 1483.75
DN100 FL | 60 | 360 | R100 | M-bus | LORA 868 + WmBus | Battery | 2,5 m | IP65 | PN25 | NO | 3m | 1491.25
DN100 FL | 60 | 360 | R100 | M-bus | LORA 868 MHz | Battery | 2,5 m | IP65 | PN25 | YES (+cable) | 3m | 1491.25
DN100 FL | 60 | 360 | R100 | M-bus | NO | Battery | 2,5 m | IP68 | PN25 | NO | 3m | 1453.75
DN100 FL | 60 | 360 | R100 | M-bus | Wmbus | Battery | 2,5 m | IP65 | PN25 | NO | 3m | 1461.25
DN100 FL | 60 | 360 | R100 | M-bus | NO | Battery | 2,5 m | IP65 | PN25 | NO | 3m | 1446.25
DN100 FL | 60 | 360 | R100 | M-bus | NO | Battery | 2,5 m | IP65 | PN25 | YES (+cable) | 3m | 1453.75
DN100 FL | 60 | 360 | R100 | M-bus | Wmbus | Battery | 2,5 m | IP65 | PN25 | YES (+cable) | 3m | 1468.75
DN65 FL | 25 | 300 | R100 | M-bus | NO | External 230V | 2,5 m | IP68 | PN25 | NO | 5m | 1248.75
DN65 FL | 25 | 300 | R100 | M-bus | NO | External 230V | 2,5 m | IP65 | PN25 | NO | 5m | 1241.25
DN65 FL | 25 | 300 | R100 | M-bus | NO | External 24V | 2,5 m | IP65 | PN25 | NO | 5m | 1226.25
DN65 FL | 25 | 300 | R100 | M-bus | NO | External 24V | 2,5 m | IP68 | PN25 | NO | 5m | 1233.75
DN65 FL | 25 | 300 | R100 | M-bus | LORA 868 MHz | Battery | 2,5 m | IP65 | PN25 | NO | 5m | 1226.25
DN65 FL | 25 | 300 | R100 | M-bus | LORA 868 MHz | Battery | 2,5 m | IP65 | PN25 | YES (+cable) | 5m | 1233.75
DN65 FL | 25 | 300 | R100 | M-bus | NO | Battery | 2,5 m | IP68 | PN25 | NO | 5m | 1196.25
DN65 FL | 25 | 300 | R100 | M-bus | NO | Battery | 2,5 m | IP65 | PN25 | NO | 5m | 1188.75
DN65 FL | 25 | 300 | R100 | M-bus | NO | Battery | 2,5 m | IP65 | PN25 | YES (+cable) | 5m | 1196.25
DN65 FL | 25 | 300 | R100 | M-bus | Wmbus | External 230V | 2,5 m | IP65 | PN25 | NO | 5m | 1256.25
DN65 FL | 25 | 300 | R100 | M-bus | Wmbus | External 24V | 2,5 m | IP68 | PN25 | NO | 5m | 1248.75
DN65 FL | 25 | 300 | R100 | M-bus | Wmbus | External 24V | 2,5 m | IP65 | PN25 | NO | 5m | 1241.25
DN65 FL | 25 | 300 | R100 | M-bus | LORA 868 + WmBus | Battery | 2,5 m | IP65 | PN25 | NO | 5m | 1233.75
DN65 FL | 25 | 300 | R100 | M-bus | Wmbus | Battery | 2,5 m | IP65 | PN25 | NO | 5m | 1203.75
DN65 FL | 25 | 300 | R100 | M-bus | Wmbus | Battery | 2,5 m | IP65 | PN25 | YES (+cable) | 5m | 1211.25
DN80 FL | 40 | 300 | R100 | M-bus | NO | External 230V | 2,5 m | IP68 | PN25 | NO | 5m | 1416.25
DN80 FL | 40 | 300 | R100 | M-bus | NO | External 230V | 2,5 m | IP65 | PN25 | NO | 5m | 1408.75
DN80 FL | 40 | 300 | R100 | M-bus | NO | External 24V | 2,5 m | IP65 | PN25 | NO | 5m | 1393.75
DN80 FL | 40 | 300 | R100 | M-bus | NO | External 24V | 2,5 m | IP68 | PN25 | NO | 5m | 1401.25
DN80 FL | 40 | 300 | R100 | M-bus | LORA 868 MHz | Battery | 2,5 m | IP65 | PN25 | NO | 5m | 1393.75
DN80 FL | 40 | 300 | R100 | M-bus | LORA 868 MHz | Battery | 2,5 m | IP65 | PN25 | YES (+cable) | 5m | 1401.25
DN80 FL | 40 | 300 | R100 | M-bus | NO | Battery | 2,5 m | IP68 | PN25 | NO | 5m | 1363.75
DN80 FL | 40 | 300 | R100 | M-bus | NO | Battery | 2,5 m | IP65 | PN25 | NO | 5m | 1356.25
DN80 FL | 40 | 300 | R100 | M-bus | NO | Battery | 2,5 m | IP65 | PN25 | YES (+cable) | 5m | 1363.75
DN80 FL | 40 | 300 | R100 | M-bus | Wmbus | External 230V | 2,5 m | IP65 | PN25 | NO | 5m | 1423.75
DN80 FL | 40 | 300 | R100 | M-bus | Wmbus | External 24V | 2,5 m | IP65 | PN25 | NO | 5m | 1408.75
DN80 FL | 40 | 300 | R100 | M-bus | LORA 868 + WmBus | Battery | 2,5 m | IP65 | PN25 | NO | 5m | 1401.25
DN80 FL | 40 | 300 | R100 | M-bus | Wmbus | Battery | 2,5 m | IP65 | PN25 | NO | 5m | 1371.25
DN80 FL | 40 | 300 | R100 | M-bus | Wmbus | Battery | 2,5 m | IP65 | PN25 | YES (+cable) | 5m | 1378.75
DN100 FL | 60 | 360 | R100 | M-bus | NO | External 230V | 2,5 m | IP68 | PN25 | NO | 5m | 1518.75
DN100 FL | 60 | 360 | R100 | M-bus | Wmbus | External 230V | 2,5 m | IP65 | PN25 | NO | 5m | 1526.25
DN100 FL | 60 | 360 | R100 | M-bus | NO | External 230V | 2,5 m | IP65 | PN25 | NO | 5m | 1511.25
DN100 FL | 60 | 360 | R100 | M-bus | Wmbus | External 24V | 2,5 m | IP68 | PN25 | NO | 5m | 1518.75
DN100 FL | 60 | 360 | R100 | M-bus | Wmbus | External 24V | 2,5 m | IP65 | PN25 | NO | 5m | 1511.25
DN100 FL | 60 | 360 | R100 | M-bus | NO | External 24V | 2,5 m | IP68 | PN25 | NO | 5m | 1503.75
DN100 FL | 60 | 360 | R100 | M-bus | NO | External 24V | 2,5 m | IP65 | PN25 | NO | 5m | 1496.25
DN100 FL | 60 | 360 | R100 | M-bus | LORA 868 MHz | Battery | 2,5 m | IP65 | PN25 | NO | 5m | 1496.25
DN100 FL | 60 | 360 | R100 | M-bus | LORA 868 + WmBus | Battery | 2,5 m | IP65 | PN25 | NO | 5m | 1503.75
DN100 FL | 60 | 360 | R100 | M-bus | LORA 868 MHz | Battery | 2,5 m | IP65 | PN25 | YES (+cable) | 5m | 1503.75
DN100 FL | 60 | 360 | R100 | M-bus | NO | Battery | 2,5 m | IP68 | PN25 | NO | 5m | 1466.25
DN100 FL | 60 | 360 | R100 | M-bus | Wmbus | Battery | 2,5 m | IP65 | PN25 | NO | 5m | 1473.75
DN100 FL | 60 | 360 | R100 | M-bus | NO | Battery | 2,5 m | IP65 | PN25 | NO | 5m | 1458.75
DN100 FL | 60 | 360 | R100 | M-bus | NO | Battery | 2,5 m | IP65 | PN25 | YES (+cable) | 5m | 1466.25
DN100 FL | 60 | 360 | R100 | M-bus | Wmbus | Battery | 2,5 m | IP65 | PN25 | YES (+cable) | 5m | 1481.25
DN25 | 3.5 | 260 | R100 | M-bus | LORA 868 MHz | External 230V | 1,2 m | IP65 | PN25 | NO | 1,5 m | 407.5
DN25 | 3.5 | 260 | R100 | M-bus | LORA 868 MHz | External 24V | 1,2 m | IP65 | PN25 | NO | 1,5 m | 392.5
DN25 | 3.5 | 260 | R100 | M-bus | LORA 868 MHz | Battery | 1,2 m | IP65 | PN25 | NO | 1,5 m | 355
DN25 | 6 | 260 | R100 | M-bus | LORA 868 MHz | External 230V | 1,2 m | IP65 | PN25 | NO | 1,5 m | 500
DN25 | 6 | 260 | R100 | M-bus | LORA 868 MHz | Battery | 1,2 m | IP65 | PN25 | NO | 1,5 m | 447.5
DN25 | 6 | 260 | R100 | M-bus | LORA 868 MHz | Battery | 1,2 m | IP68 | PN25 | NO | 1,5 m | 455
DN25 | 6 | 260 | R100 | M-bus | LORA 868 + WmBus | Battery | 1,2 m | IP65 | PN25 | NO | 1,5 m | 455
DN25 | 6 | 260 | R250 | M-bus | LORA 868 MHz | Battery | 1,2 m | IP65 | PN25 | NO | 1,5 m | 452.5
DN25 | 6 | 260 | R250 | M-bus | LORA 868 + WmBus | Battery | 1,2 m | IP65 | PN25 | YES (+cable) | 1,5 m | 467.5
DN50 FL | 15 | 270 | R100 | M-bus | Wmbus | Battery | 2,5 m | IP65 | PN25 | NO | 3m | 716.25
DN80 FL | 40 | 300 | R100 | M-bus | MODBUS | External 230V | 2,5 m | IP65 | PN25 | NO | 3m | 1483.75
DN80 FL | 40 | 300 | R100 | M-bus | MODBUS | External 230V | 2,5 m | IP65 | PN25 | NO | 5m | 1496.25
DN25 | 3.5 | 260 | R100 | M-bus | MODBUS | External 24V | 1,2 m | IP65 | PN25 | NO | 3m | 470
DN100 FL | 60 | 360 | R100 | M-bus | LORA 868 MHz | Battery | 1,2 m | IP65 | PN25 | NO | 5m | 1492.5
DN100 FL | 60 | 360 | R100 | M-bus | NO | External 24V | 1,2 m | IP65 | PN25 | NO | 3m | 1480
DN100 FL | 60 | 360 | R100 | M-bus | NO | Battery | 1,2 m | IP65 | PN25 | NO | 3m | 1442.5
DN100 FL | 60 | 360 | R100 | M-bus | Wmbus | Battery | 1,2 m | IP65 | PN25 | NO | 3m | 1457.5
DN100 FL | 60 | 360 | R100 | M-bus | Wmbus | Battery | 1,2 m | IP65 | PN25 | NO | 5m | 1470
DN100 FL | 60 | 360 | R100 | M-bus | MODBUS | External 230V | 1,2 m | IP65 | PN25 | NO | 3m | 1582.5
DN100 FL | 60 | 360 | R100 | M-bus | MODBUS | External 230V | 1,2 m | IP65 | PN25 | NO | 5m | 1595
DN15 | 1.5 | 110 | R100 | M-bus | Wmbus | Battery | 1,2 m | IP65 | PN25 | NO | 1,5 m | 212.5
DN15 | 1.5 | 110 | R100 | M-bus | Wmbus | External 230V | 1,2 m | IP65 | PN25 | NO | 1,5 m | 265
DN20 | 2.5 | 130 | R100 | M-bus | Wmbus | Battery | 1,2 m | IP65 | PN25 | NO | 1,5 m | 222.5
DN20 | 2.5 | 130 | R100 | M-bus | LORA 868 MHz | Battery | 1,2 m | IP65 | PN25 | NO | 1,5 m | 245
DN25 | 6 | 260 | R100 | M-bus | MODBUS | External 24V | 1,2 m | IP68 | PN25 | NO | 3m | 570
DN25 | 3.5 | 260 | R100 | NO | NO | External 24V | 1,2 m | IP65 | PN25 | NO | 3m | 382.5
DN25 | 6 | 260 | R100 | NO | NO | External 24V | 1,2 m | IP65 | PN25 | NO | 3m | 475
DN40 | 10 | 300 | R100 | NO | BACNET | External 230V | 1,2 m | IP65 | PN25 | NO | 3m | 602.5
DN50 FL | 15 | 270 | R100 | NO | BACNET | External 230V | 1,2 m | IP65 | PN25 | NO | 3m | 837.5
DN65 FL | 25 | 300 | R100 | NO | BACNET | External 230V | 1,2 m | IP65 | PN25 | NO | 3m | 1312.5
DN80 FL | 40 | 300 | R100 | NO | BACNET | External 230V | 1,2 m | IP65 | PN25 | NO | 3m | 1480
DN100 FL | 60 | 360 | R100 | NO | BACNET | External 230V | 1,2 m | IP65 | PN25 | NO | 3m | 1582.5
DN25 | 3.5 | 260 | R100 | NO | BACNET | External 230V | 1,2 m | IP65 | PN25 | NO | 3m | 485
DN25 | 6 | 260 | R100 | NO | BACNET | External 230V | 1,2 m | IP65 | PN25 | NO | 3m | 577.5
DN40 | 10 | 300 | R100 | NO | BACNET | External 24V | 1,2 m | IP65 | PN25 | NO | 3m | 587.5
DN50 FL | 15 | 270 | R100 | NO | BACNET | External 24V | 1,2 m | IP65 | PN25 | NO | 3m | 822.5
DN65 FL | 25 | 300 | R100 | NO | BACNET | External 24V | 1,2 m | IP65 | PN25 | NO | 3m | 1297.5
DN80 FL | 40 | 300 | R100 | NO | BACNET | External 24V | 1,2 m | IP65 | PN25 | NO | 3m | 1465
DN100 FL | 60 | 360 | R100 | NO | BACNET | External 24V | 1,2 m | IP65 | PN25 | NO | 3m | 1567.5
DN25 | 3.5 | 260 | R100 | NO | BACNET | External 24V | 1,2 m | IP65 | PN25 | NO | 3m | 470
DN25 | 6 | 260 | R100 | NO | BACNET | External 24V | 1,2 m | IP65 | PN25 | NO | 3m | 562.5
DN40 | 10 | 300 | R100 | NO | BACNET | External 230V | 1,2 m | IP65 | PN25 | YES (+cable) | 3m | 610
DN50 FL | 15 | 270 | R100 | NO | BACNET | External 230V | 1,2 m | IP65 | PN25 | YES (+cable) | 3m | 845
DN65 FL | 25 | 300 | R100 | NO | BACNET | External 230V | 1,2 m | IP65 | PN25 | YES (+cable) | 3m | 1320
DN80 FL | 40 | 300 | R100 | NO | BACNET | External 230V | 1,2 m | IP65 | PN25 | YES (+cable) | 3m | 1487.5
DN100 FL | 60 | 360 | R100 | NO | BACNET | External 230V | 1,2 m | IP65 | PN25 | YES (+cable) | 3m | 1590
DN25 | 3.5 | 260 | R100 | NO | BACNET | External 230V | 1,2 m | IP65 | PN25 | YES (+cable) | 3m | 492.5
DN25 | 6 | 260 | R100 | NO | BACNET | External 230V | 1,2 m | IP65 | PN25 | YES (+cable) | 3m | 585
DN40 | 10 | 300 | R100 | NO | BACNET | External 24V | 1,2 m | IP65 | PN25 | YES (+cable) | 3m | 595
DN50 FL | 15 | 270 | R100 | NO | BACNET | External 24V | 1,2 m | IP65 | PN25 | YES (+cable) | 3m | 830
DN65 FL | 25 | 300 | R100 | NO | BACNET | External 24V | 1,2 m | IP65 | PN25 | YES (+cable) | 3m | 1305
DN80 FL | 40 | 300 | R100 | NO | BACNET | External 24V | 1,2 m | IP65 | PN25 | YES (+cable) | 3m | 1472.5
DN100 FL | 60 | 360 | R100 | NO | BACNET | External 24V | 1,2 m | IP65 | PN25 | YES (+cable) | 3m | 1575
DN25 | 3.5 | 260 | R100 | NO | BACNET | External 24V | 1,2 m | IP65 | PN25 | YES (+cable) | 3m | 477.5
DN25 | 6 | 260 | R100 | NO | BACNET | External 24V | 1,2 m | IP65 | PN25 | YES (+cable) | 3m | 570
DN40 | 10 | 300 | R100 | NO | MODBUS | External 230V | 1,2 m | IP65 | PN25 | NO | 3m | 602.5
DN50 FL | 15 | 270 | R100 | NO | MODBUS | External 230V | 1,2 m | IP65 | PN25 | NO | 3m | 837.5
DN65 FL | 25 | 300 | R100 | NO | MODBUS | External 230V | 1,2 m | IP65 | PN25 | NO | 3m | 1312.5
DN80 FL | 40 | 300 | R100 | NO | MODBUS | External 230V | 1,2 m | IP65 | PN25 | NO | 3m | 1480
DN100 FL | 60 | 360 | R100 | NO | MODBUS | External 230V | 1,2 m | IP65 | PN25 | NO | 3m | 1582.5
DN25 | 3.5 | 260 | R100 | NO | MODBUS | External 230V | 1,2 m | IP65 | PN25 | NO | 3m | 485
DN25 | 6 | 260 | R100 | NO | MODBUS | External 230V | 1,2 m | IP65 | PN25 | NO | 3m | 577.5
DN40 | 10 | 300 | R100 | NO | MODBUS | External 24V | 1,2 m | IP65 | PN25 | NO | 3m | 587.5
DN50 FL | 15 | 270 | R100 | NO | MODBUS | External 24V | 1,2 m | IP65 | PN25 | NO | 3m | 822.5
DN65 FL | 25 | 300 | R100 | NO | MODBUS | External 24V | 1,2 m | IP65 | PN25 | NO | 3m | 1297.5
DN80 FL | 40 | 300 | R100 | NO | MODBUS | External 24V | 1,2 m | IP65 | PN25 | NO | 3m | 1465
DN100 FL | 60 | 360 | R100 | NO | MODBUS | External 24V | 1,2 m | IP65 | PN25 | NO | 3m | 1567.5
DN25 | 3.5 | 260 | R100 | NO | MODBUS | External 24V | 1,2 m | IP65 | PN25 | NO | 3m | 470
DN25 | 6 | 260 | R100 | NO | MODBUS | External 24V | 1,2 m | IP65 | PN25 | NO | 3m | 562.5
DN40 | 10 | 300 | R100 | NO | MODBUS | External 230V | 1,2 m | IP65 | PN25 | YES (+cable) | 3m | 610
DN50 FL | 15 | 270 | R100 | NO | MODBUS | External 230V | 1,2 m | IP65 | PN25 | YES (+cable) | 3m | 845
DN65 FL | 25 | 300 | R100 | NO | MODBUS | External 230V | 1,2 m | IP65 | PN25 | YES (+cable) | 3m | 1320
DN80 FL | 40 | 300 | R100 | NO | MODBUS | External 230V | 1,2 m | IP65 | PN25 | YES (+cable) | 3m | 1487.5
DN100 FL | 60 | 360 | R100 | NO | MODBUS | External 230V | 1,2 m | IP65 | PN25 | YES (+cable) | 3m | 1590
DN25 | 3.5 | 260 | R100 | NO | MODBUS | External 230V | 1,2 m | IP65 | PN25 | YES (+cable) | 3m | 492.5
DN25 | 6 | 260 | R100 | NO | MODBUS | External 230V | 1,2 m | IP65 | PN25 | YES (+cable) | 3m | 585
DN40 | 10 | 300 | R100 | NO | MODBUS | External 24V | 1,2 m | IP65 | PN25 | YES (+cable) | 3m | 595
DN50 FL | 15 | 270 | R100 | NO | MODBUS | External 24V | 1,2 m | IP65 | PN25 | YES (+cable) | 3m | 830
DN65 FL | 25 | 300 | R100 | NO | MODBUS | External 24V | 1,2 m | IP65 | PN25 | YES (+cable) | 3m | 1305
DN80 FL | 40 | 300 | R100 | NO | MODBUS | External 24V | 1,2 m | IP65 | PN25 | YES (+cable) | 3m | 1472.5
DN100 FL | 60 | 360 | R100 | NO | MODBUS | External 24V | 1,2 m | IP65 | PN25 | YES (+cable) | 3m | 1575
DN25 | 3.5 | 260 | R100 | M-bus | MODBUS | External 24V | 1,2 m | IP65 | PN25 | NO | 3m | 470
DN25 | 6 | 260 | R100 | M-bus | MODBUS | External 24V | 1,2 m | IP65 | PN25 | NO | 3m | 562.5
DN25 | 3.5 | 260 | R100 | M-bus | MODBUS | External 230V | 1,2 m | IP65 | PN25 | NO | 3m | 485
DN25 | 6 | 260 | R100 | M-bus | MODBUS | External 230V | 1,2 m | IP65 | PN25 | NO | 3m | 577.5
DN40 | 10 | 300 | R100 | M-bus | LORA 868 MHz | External 24V | 1,2 m | IP65 | PN25 | NO | 3m | 537.5
DN40 | 10 | 300 | R100 | M-bus | LORA 868 MHz | Battery | 1,2 m | IP65 | PN25 | NO | 3m | 500
DN40 | 10 | 300 | R100 | M-bus | MODBUS | External 24V | 1,2 m | IP65 | PN25 | NO | 3m | 587.5
DN40 | 10 | 300 | R100 | M-bus | MODBUS | External 230V | 1,2 m | IP65 | PN25 | NO | 3m | 602.5
DN40 | 10 | 300 | R100 | M-bus | NO | External 24V | 1,2 m | IP65 | PN25 | NO | 3m | 500
DN40 | 10 | 300 | R100 | M-bus | NO | Battery | 1,2 m | IP65 | PN25 | NO | 3m | 462.5
DN50 FL | 15 | 270 | R100 | M-bus | NO | External 24V | 1,2 m | IP65 | PN25 | NO | 3m | 735
DN50 FL | 15 | 270 | R100 | M-bus | NO | Battery | 2,5 m | IP65 | PN25 | NO | 3m | 701.25
DN25 | 3.5 | 260 | R250 | M-bus | LORA 868 MHz | Battery | 1,2 m | IP65 | PN25 | NO | 3m | 387.5
DN25 | 6 | 260 | R250 | M-bus | LORA 868 MHz | Battery | 1,2 m | IP65 | PN25 | NO | 3m | 480
DN80 FL | 40 | 300 | R100 | M-bus | BACNET | External 24V | 1,2 m | IP65 | PN25 | NO | 3m | 1465
DN65 FL | 25 | 300 | R100 | M-bus | BACNET | External 24V | 1,2 m | IP65 | PN25 | NO | 3m | 1297.5
DN65 FL | 25 | 300 | R100 | M-bus | NO | Battery | 1,2 m | IP65 | PN25 | NO | 3m | 1172.5
DN65 FL | 25 | 300 | R100 | M-bus | LORA 868 MHz | Battery | 1,2 m | IP65 | PN25 | NO | 3m | 1210
DN65 FL | 25 | 300 | R100 | M-bus | LORA 868 MHz | Battery | 1,2 m | IP65 | PN25 | NO | 5m | 1222.5
DN65 FL | 25 | 300 | R100 | M-bus | NO | External 24V | 1,2 m | IP65 | PN25 | NO | 3m | 1210
DN40 | 10 | 300 | R100 | M-bus | NO | External 24V | 1,2 m | IP65 | PN25 | NO | 3m | 500
DN80 FL | 40 | 300 | R100 | M-bus | NO | Battery | 1,2 m | IP65 | PN25 | YES (+cable) | 3m | 1347.5
DN25 | 3.5 | 260 | R100 | M-bus | NO | External 24V | 1,2 m | IP65 | PN25 | NO | 3m | 382.5
DN25 | 6 | 260 | R100 | M-bus | NO | External 24V | 1,2 m | IP65 | PN25 | NO | 3m | 475
DN15 | 1.5 | 110 | R100 | M-bus | Wmbus | External 24V | 1,2 m | IP65 | PN25 | NO | 1,5 m | 250
DN25 | 3.5 | 260 | R100 | M-bus | Wmbus | External 24V | 1,2 m | IP65 | PN25 | NO | 3m | 397.5
DN25 | 6 | 260 | R100 | M-bus | Wmbus | External 24V | 1,2 m | IP65 | PN25 | NO | 3m | 490
DN50 FL | 15 | 270 | R100 | M-bus | LORA 868 + WmBus | Battery | 1,2 m | IP68 | PN25 | NO | 3m | 750
DN50 FL | 15 | 270 | R100 | M-bus | LORA 868 + WmBus | Battery | 1,2 m | IP65 | PN25 | NO | 3m | 742.5
DN20 | 2.5 | 130 | R100 | M-bus | BACNET | External 24V | 2,5 m | IP65 | PN25 | NO | 3m | 363.75
DN20 | 2.5 | 130 | R100 | M-bus | BACNET | External 230V | 2,5 m | IP65 | PN25 | NO | 3m | 378.75
DN25 | 3.5 | 260 | R100 | M-bus | BACNET | External 24V | 2,5 m | IP65 | PN25 | NO | 3m | 473.75
DN25 | 6 | 260 | R100 | M-bus | BACNET | External 230V | 2,5 m | IP65 | PN25 | NO | 3m | 581.25
DN25 | 6 | 260 | R100 | M-bus | BACNET | External 24V | 2,5 m | IP65 | PN25 | NO | 3m | 566.25
DN25 | 3.5 | 260 | R100 | M-bus | BACNET | External 230V | 2,5 m | IP65 | PN25 | NO | 3m | 488.75
DN25 | 3.5 | 260 | R100 | M-bus | NO | External 230V | 1,2 m | IP65 | PN25 | NO | 3m | 397.5
DN25 | 6 | 260 | R100 | M-bus | NO | External 230V | 1,2 m | IP65 | PN25 | NO | 3m | 490
DN20 | 2.5 | 130 | R100 | M-bus | LORA 868 + WmBus | Battery | 1,2 m | IP65 | PN25 | NO | 1,5 m | 252.5
DN20 | 2.5 | 130 | R100 | M-bus | LORA 868 + WmBus | Battery | 1,2 m | IP68 | PN25 | NO | 1,5 m | 260
Warranty period | [5 empty] | Delivery conditions
2 years (24 months) from the date of manufacturing | [5 empty] | Ex Works Tallinn Estonia
All prices are subject to change without prior notice
Küttemaailm OÜ ¦¦ +372 6799 366 ¦¦ info@optimatic.ee ¦¦ Kadaka tee 181 Tallinn 12618 Estonia ¦¦ www.optimatic.ee

## E4 pricelist
QALCOSONIC E4 PRICELIST
Küttemaailm OÜ ¦¦ +372 6799 366 ¦¦ info@optimatic.ee ¦¦ Kadaka tee 181 Tallinn 12618 Estonia ¦¦ www.optimatic.ee
QALCOSONIC E4 ULTRASONIC HEAT/COOLING ENERGY METER (composite)
SIZE | Qp, m3/h | L, mm | Dynamic Range | Communication 1 | Communication 2 | Power supply | Flow sensor | IP class | PN | Pulse I/O | Temp. sensor | Price
DN15 | 0.6 | 110 | R100 | M-bus | LORA 868 MHz | Battery | 1,2 m | IP65 | PN16 | NO | 1,5 m | 207.5
DN15 | 0.6 | 110 | R100 | M-bus | LORA 868 MHz | Battery | 1,2 m | IP68 | PN16 | NO | 1,5 m | 215
DN15 | 0.6 | 110 | R100 | M-bus | NO | Battery | 1,2 m | IP65 | PN16 | NO | 1,5 m | 170
DN15 | 0.6 | 110 | R100 | M-bus | NO | Battery | 1,2 m | IP68 | PN16 | NO | 1,5 m | 177.5
DN15 | 0.6 | 110 | R100 | M-bus | NO | Battery | 1,2 m | IP65 | PN16 | YES (+cable) | 1,5 m | 177.5
DN15 | 0.6 | 110 | R100 | M-bus | LORA 868 MHz | Battery | 1,2 m | IP68 | PN16 | NO | 3m | 242.5
DN15 | 0.6 | 110 | R100 | M-bus | NO | Battery | 1,2 m | IP65 | PN16 | NO | 3m | 197.5
DN15 | 0.6 | 110 | R100 | M-bus | NO | Battery | 1,2 m | IP65 | PN16 | NO | 5m | 210
DN15 | 0.6 | 110 | R100 | M-bus | LoRa + WmBus | Battery | 1,2 m | IP65 | PN16 | NO | 1,5 m | 215
DN15 | 0.6 | 110 | R100 | M-bus | LoRa + WmBus | Battery | 1,2 m | IP65 | PN16 | YES (+cable) | 1,5 m | 222.5
DN15 | 0.6 | 110 | R100 | M-bus | Wmbus | Battery | 1,2 m | IP65 | PN16 | NO | 1,5 m | 185
DN15 | 0.6 | 110 | R100 | M-bus | Wmbus | Battery | 1,2 m | IP68 | PN16 | NO | 1,5 m | 192.5
DN15 | 0.6 | 110 | R100 | M-bus | Wmbus | Battery | 1,2 m | IP65 | PN16 | NO | 3m | 212.5
DN15 | 0.6 | 110 | R100 | M-bus | Wmbus | Battery | 1,2 m | IP68 | PN16 | YES (+cable) | 3m | 227.5
DN15 | 1 | 110 | R100 | M-bus | LORA 868 MHz | Battery | 1,2 m | IP65 | PN16 | NO | 1,5 m | 207.5
DN15 | 1 | 110 | R100 | M-bus | NO | Battery | 1,2 m | IP65 | PN16 | NO | 1,5 m | 170
DN15 | 1 | 110 | R100 | M-bus | LORA 868 MHz | Battery | 1,2 m | IP65 | PN16 | NO | 3m | 235
DN15 | 1 | 110 | R100 | NO | BACnet | External 230V | 1,2 m | IP65 | PN16 | YES (+cable) | 5m | 357.5
DN15 | 1 | 110 | R100 | NO | BACnet | External 24V | 1,2 m | IP65 | PN16 | YES (+cable) | 5m | 342.5
DN15 | 1 | 110 | R100 | M-bus | LoRa + WmBus | Battery | 1,2 m | IP65 | PN16 | NO | 1,5 m | 215
DN15 | 1 | 110 | R100 | M-bus | Wmbus | Battery | 1,2 m | IP65 | PN16 | NO | 1,5 m | 185
DN15 | 1 | 110 | R100 | NO | BACnet | External 230V | 1,2 m | IP65 | PN16 | YES (+cable) | 1,5 m | 317.5
DN15 | 1 | 110 | R100 | NO | BACnet | External 24V | 1,2 m | IP65 | PN16 | YES (+cable) | 1,5 m | 302.5
DN15 | 1 | 110 | R100 | NO | BACnet | External 230V | 1,2 m | IP65 | PN16 | YES (+cable) | 3m | 345
DN15 | 1 | 110 | R100 | NO | BACnet | External 24V | 1,2 m | IP65 | PN16 | YES (+cable) | 3m | 330
DN15 | 1 | 110 | R100 | M-bus | BACnet | External 230V | 1,2 m | IP65 | PN16 | NO | 5m | 350
DN15 | 1 | 110 | R100 | M-bus | BACnet | External 24V | 1,2 m | IP65 | PN16 | NO | 5m | 335
DN15 | 1 | 110 | R100 | M-bus | BACnet | External 230V | 1,2 m | IP65 | PN16 | NO | 1,5 m | 310
DN15 | 1 | 110 | R100 | M-bus | BACnet | External 24V | 1,2 m | IP65 | PN16 | NO | 1,5 m | 295
DN15 | 1 | 110 | R100 | M-bus | BACnet | External 230V | 1,2 m | IP65 | PN16 | NO | 3m | 337.5
DN15 | 1 | 110 | R100 | M-bus | BACnet | External 24V | 1,2 m | IP65 | PN16 | NO | 3m | 322.5
DN15 | 1.5 | 110 | R100 | M-bus | NO | External 230V | 1,2 m | IP65 | PN16 | NO | 1,5 m | 222.5
DN15 | 1.5 | 110 | R100 | M-bus | NO | External 24V | 1,2 m | IP65 | PN16 | NO | 1,5 m | 207.5
DN15 | 1.5 | 110 | R100 | M-bus | LORA 868 MHz | Battery | 1,2 m | IP65 | PN16 | NO | 1,5 m | 207.5
DN15 | 1.5 | 110 | R100 | M-bus | LORA 868 MHz | Battery | 1,2 m | IP68 | PN16 | NO | 1,5 m | 215
DN15 | 1.5 | 110 | R100 | M-bus | LORA 868 MHz | Battery | 1,2 m | IP65 | PN16 | YES (+cable) | 1,5 m | 215
DN15 | 1.5 | 110 | R100 | M-bus | NO | Battery | 1,2 m | IP65 | PN16 | NO | 1,5 m | 170
DN15 | 1.5 | 110 | R100 | M-bus | NO | Battery | 1,2 m | IP68 | PN16 | NO | 1,5 m | 177.5
DN15 | 1.5 | 110 | R100 | M-bus | NO | Battery | 1,2 m | IP65 | PN16 | YES (+cable) | 1,5 m | 177.5
DN15 | 1.5 | 110 | R100 | M-bus | LORA 868 MHz | Battery | 1,2 m | IP68 | PN16 | NO | 3m | 242.5
DN15 | 1.5 | 110 | R100 | M-bus | LORA 868 MHz | Battery | 1,2 m | IP65 | PN16 | YES (+cable) | 3m | 242.5
DN15 | 1.5 | 110 | R100 | M-bus | NO | Battery | 1,2 m | IP68 | PN16 | NO | 3m | 205
DN15 | 1.5 | 110 | R100 | M-bus | NO | Battery | 1,2 m | IP68 | PN16 | NO | 5m | 217.5
DN15 | 1.5 | 110 | R100 | NO | BACnet | External 230V | 1,2 m | IP65 | PN16 | YES (+cable) | 10m | 387.5
DN15 | 1.5 | 110 | R100 | NO | MODBUS | External 230V | 1,2 m | IP65 | PN16 | YES (+cable) | 5m | 357.5
DN15 | 1.5 | 110 | R100 | NO | BACnet | External 24V | 1,2 m | IP65 | PN16 | YES (+cable) | 5m | 342.5
DN15 | 1.5 | 110 | R100 | NO | MODBUS | External 24V | 1,2 m | IP65 | PN16 | YES (+cable) | 5m | 342.5
DN15 | 1.5 | 110 | R100 | M-bus | Wmbus | External 230V | 1,2 m | IP68 | PN16 | NO | 1,5 m | 245
DN15 | 1.5 | 110 | R100 | M-bus | Wmbus | External 24V | 1,2 m | IP68 | PN16 | NO | 1,5 m | 230
DN15 | 1.5 | 110 | R100 | M-bus | LoRa + WmBus | Battery | 1,2 m | IP68 | PN16 | NO | 1,5 m | 222.5
DN15 | 1.5 | 110 | R100 | M-bus | LoRa + WmBus | Battery | 1,2 m | IP65 | PN16 | YES (+cable) | 1,5 m | 222.5
DN15 | 1.5 | 110 | R100 | M-bus | Wmbus | Battery | 1,2 m | IP65 | PN16 | NO | 1,5 m | 185
DN15 | 1.5 | 110 | R100 | M-bus | Wmbus | Battery | 1,2 m | IP68 | PN16 | NO | 1,5 m | 192.5
DN15 | 1.5 | 110 | R100 | M-bus | Wmbus | Battery | 1,2 m | IP65 | PN16 | YES (+cable) | 1,5 m | 192.5
DN15 | 1.5 | 110 | R100 | M-bus | Wmbus | Battery | 1,2 m | IP65 | PN16 | NO | 3m | 212.5
DN15 | 1.5 | 110 | R100 | M-bus | Wmbus | Battery | 1,2 m | IP65 | PN16 | NO | 5m | 225
DN15 | 1.5 | 110 | R250 | M-bus | LORA 868 MHz | Battery | 1,2 m | IP65 | PN16 | YES (+cable) | 1,5 m | 220
DN15 | 1.5 | 110 | R250 | M-bus | LoRa + WmBus | Battery | 1,2 m | IP65 | PN16 | NO | 1,5 m | 220
DN15 | 1.5 | 110 | R250 | M-bus | LoRa + WmBus | Battery | 1,2 m | IP65 | PN16 | YES (+cable) | 1,5 m | 227.5
DN15 | 1.5 | 110 | R250 | NO | MODBUS | External 230V | 1,2 m | IP65 | PN16 | YES (+cable) | 5m | 362.5
DN15 | 1.5 | 110 | R250 | NO | MODBUS | External 24V | 1,2 m | IP65 | PN16 | YES (+cable) | 5m | 347.5
DN15 | 1.5 | 110 | R100 | NO | BACnet | External 230V | 1,2 m | IP65 | PN16 | YES (+cable) | 1,5 m | 317.5
DN15 | 1.5 | 110 | R100 | NO | MODBUS | External 230V | 1,2 m | IP65 | PN16 | YES (+cable) | 1,5 m | 317.5
DN15 | 1.5 | 110 | R100 | NO | BACnet | External 24V | 1,2 m | IP65 | PN16 | YES (+cable) | 1,5 m | 302.5
DN15 | 1.5 | 110 | R100 | NO | MODBUS | External 24V | 1,2 m | IP65 | PN16 | YES (+cable) | 1,5 m | 302.5
DN15 | 1.5 | 110 | R250 | NO | MODBUS | External 230V | 1,2 m | IP65 | PN16 | YES (+cable) | 1,5 m | 322.5
DN15 | 1.5 | 110 | R250 | NO | MODBUS | External 24V | 1,2 m | IP65 | PN16 | YES (+cable) | 1,5 m | 307.5
DN15 | 1.5 | 110 | R100 | NO | BACnet | External 230V | 1,2 m | IP65 | PN16 | YES (+cable) | 3m | 345
DN15 | 1.5 | 110 | R100 | NO | MODBUS | External 230V | 1,2 m | IP65 | PN16 | YES (+cable) | 3m | 345
DN15 | 1.5 | 110 | R100 | NO | BACnet | External 24V | 1,2 m | IP65 | PN16 | YES (+cable) | 3m | 330
DN15 | 1.5 | 110 | R100 | NO | MODBUS | External 24V | 1,2 m | IP65 | PN16 | YES (+cable) | 3m | 330
DN15 | 1.5 | 110 | R250 | NO | MODBUS | External 230V | 1,2 m | IP65 | PN16 | YES (+cable) | 3m | 350
DN15 | 1.5 | 110 | R250 | NO | MODBUS | External 24V | 1,2 m | IP65 | PN16 | YES (+cable) | 3m | 335
DN15 | 1.5 | 110 | R100 | M-bus | BACnet | External 230V | 1,2 m | IP65 | PN16 | NO | 10m | 380
DN15 | 1.5 | 110 | R100 | M-bus | MODBUS | External 230V | 1,2 m | IP65 | PN16 | NO | 5m | 350
DN15 | 1.5 | 110 | R100 | M-bus | BACnet | External 24V | 1,2 m | IP65 | PN16 | NO | 5m | 335
DN15 | 1.5 | 110 | R100 | M-bus | MODBUS | External 24V | 1,2 m | IP65 | PN16 | NO | 5m | 335
DN15 | 1.5 | 110 | R250 | M-bus | MODBUS | External 230V | 1,2 m | IP65 | PN16 | NO | 5m | 355
DN15 | 1.5 | 110 | R250 | M-bus | MODBUS | External 24V | 1,2 m | IP65 | PN16 | NO | 5m | 340
DN15 | 1.5 | 110 | R100 | M-bus | BACnet | External 230V | 1,2 m | IP65 | PN16 | NO | 1,5 m | 310
DN15 | 1.5 | 110 | R100 | M-bus | MODBUS | External 230V | 1,2 m | IP65 | PN16 | NO | 1,5 m | 310
DN15 | 1.5 | 110 | R100 | M-bus | BACnet | External 24V | 1,2 m | IP65 | PN16 | NO | 1,5 m | 295
DN15 | 1.5 | 110 | R100 | M-bus | MODBUS | External 24V | 1,2 m | IP65 | PN16 | NO | 1,5 m | 295
DN15 | 1.5 | 110 | R250 | M-bus | MODBUS | External 230V | 1,2 m | IP65 | PN16 | NO | 1,5 m | 315
DN15 | 1.5 | 110 | R250 | M-bus | MODBUS | External 24V | 1,2 m | IP65 | PN16 | NO | 1,5 m | 300
DN15 | 1.5 | 110 | R100 | M-bus | BACnet | External 230V | 1,2 m | IP65 | PN16 | NO | 3m | 337.5
DN15 | 1.5 | 110 | R100 | M-bus | MODBUS | External 230V | 1,2 m | IP65 | PN16 | NO | 3m | 337.5
DN15 | 1.5 | 110 | R100 | M-bus | BACnet | External 24V | 1,2 m | IP65 | PN16 | NO | 3m | 322.5
DN15 | 1.5 | 110 | R100 | M-bus | MODBUS | External 24V | 1,2 m | IP65 | PN16 | NO | 3m | 322.5
DN15 | 1.5 | 110 | R250 | M-bus | MODBUS | External 230V | 1,2 m | IP65 | PN16 | NO | 3m | 342.5
DN15 | 1.5 | 110 | R250 | M-bus | MODBUS | External 24V | 1,2 m | IP65 | PN16 | NO | 3m | 327.5
DN20 | 1.5 | 130 | R100 | M-bus | NO | Battery | 1,2 m | IP65 | PN16 | NO | 3m | 200
DN20 | 1.5 | 130 | R100 | M-bus | LORA 868 MHz | Battery | 1,2 m | IP65 | PN16 | NO | 1,5 m | 210
DN20 | 1.5 | 130 | R100 | M-bus | LORA 868 MHz | Battery | 1,2 m | IP65 | PN16 | NO | 3m | 237.5
DN20 | 1.5 | 130 | R100 | NO | MODBUS | External 24V | 1,2 m | IP68 | PN16 | YES (+cable) | 5m | 352.5
DN20 | 1.5 | 130 | R100 | NO | MODBUS | External 24V | 1,2 m | IP68 | PN16 | YES (+cable) | 1,5 m | 312.5
DN20 | 1.5 | 130 | R100 | NO | MODBUS | External 24V | 1,2 m | IP68 | PN16 | YES (+cable) | 3m | 340
DN20 | 1.5 | 130 | R100 | M-bus | MODBUS | External 24V | 1,2 m | IP68 | PN16 | NO | 5m | 345
DN20 | 1.5 | 130 | R100 | M-bus | MODBUS | External 24V | 1,2 m | IP68 | PN16 | NO | 1,5 m | 305
DN20 | 1.5 | 130 | R100 | M-bus | MODBUS | External 24V | 1,2 m | IP68 | PN16 | NO | 3m | 332.5
DN20 | 2.5 | 130 | R100 | M-bus | LORA 868 MHz | External 230V | 1,2 m | IP65 | PN16 | NO | 1,5 m | 262.5
DN20 | 2.5 | 130 | R100 | M-bus | NO | External 230V | 1,2 m | IP65 | PN16 | NO | 1,5 m | 225
DN20 | 2.5 | 130 | R100 | M-bus | NO | External 230V | 1,2 m | IP65 | PN16 | NO | 3m | 252.5
DN20 | 2.5 | 130 | R100 | M-bus | NO | External 230V | 1,2 m | IP65 | PN16 | NO | 5m | 265
DN20 | 2.5 | 130 | R100 | M-bus | Wmbus | External 24V | 1,2 m | IP65 | PN16 | NO | 1,5 m | 225
DN20 | 2.5 | 130 | R100 | M-bus | Wmbus | External 24V | 1,2 m | IP68 | PN16 | NO | 1,5 m | 232.5
DN20 | 2.5 | 130 | R100 | M-bus | NO | External 24V | 1,2 m | IP68 | PN16 | NO | 1,5 m | 217.5
DN20 | 2.5 | 130 | R100 | M-bus | LORA 868 MHz | Battery | 1,2 m | IP68 | PN16 | NO | 1,5 m | 217.5
DN20 | 2.5 | 130 | R100 | M-bus | Wmbus | Battery | 1,2 m | IP65 | PN16 | NO | 1,5 m | 187.5
DN20 | 2.5 | 130 | R100 | M-bus | NO | Battery | 1,2 m | IP65 | PN16 | NO | 1,5 m | 172.5
DN20 | 2.5 | 130 | R100 | M-bus | NO | Battery | 1,2 m | IP68 | PN16 | NO | 1,5 m | 180
DN20 | 2.5 | 130 | R100 | M-bus | Wmbus | Battery | 1,2 m | IP65 | PN16 | YES (+cable) | 1,5 m | 195
DN20 | 2.5 | 130 | R100 | M-bus | LORA 868 MHz | Battery | 1,2 m | IP68 | PN16 | YES (+cable) | 3m | 252.5
DN20 | 2.5 | 130 | R100 | M-bus | Wmbus | Battery | 1,2 m | IP65 | PN16 | NO | 3m | 215
DN20 | 2.5 | 130 | R100 | M-bus | NO | Battery | 1,2 m | IP68 | PN16 | NO | 3m | 207.5
DN20 | 2.5 | 130 | R100 | M-bus | Wmbus | Battery | 1,2 m | IP65 | PN16 | YES (+cable) | 3m | 222.5
DN20 | 2.5 | 130 | R100 | NO | BACnet | External 230V | 1,2 m | IP65 | PN16 | YES (+cable) | 5m | 360
DN20 | 2.5 | 130 | R100 | NO | MODBUS | External 230V | 1,2 m | IP65 | PN16 | YES (+cable) | 5m | 360
DN20 | 2.5 | 130 | R100 | NO | BACnet | External 24V | 1,2 m | IP65 | PN16 | YES (+cable) | 5m | 345
DN20 | 2.5 | 130 | R100 | NO | MODBUS | External 24V | 1,2 m | IP65 | PN16 | YES (+cable) | 5m | 345
DN20 | 2.5 | 130 | R250 | M-bus | LoRa + WmBus | Battery | 1,2 m | IP65 | PN16 | YES (+cable) | 1,5 m | 230
DN20 | 2.5 | 130 | R100 | NO | BACnet | External 230V | 1,2 m | IP65 | PN16 | YES (+cable) | 1,5 m | 320
DN20 | 2.5 | 130 | R100 | NO | MODBUS | External 230V | 1,2 m | IP65 | PN16 | YES (+cable) | 1,5 m | 320
DN20 | 2.5 | 130 | R100 | NO | BACnet | External 24V | 1,2 m | IP65 | PN16 | YES (+cable) | 1,5 m | 305
DN20 | 2.5 | 130 | R100 | NO | MODBUS | External 24V | 1,2 m | IP65 | PN16 | YES (+cable) | 1,5 m | 305
DN20 | 2.5 | 130 | R100 | NO | BACnet | External 230V | 1,2 m | IP65 | PN16 | YES (+cable) | 3m | 347.5
DN20 | 2.5 | 130 | R100 | NO | MODBUS | External 230V | 1,2 m | IP65 | PN16 | YES (+cable) | 3m | 347.5
DN20 | 2.5 | 130 | R100 | NO | BACnet | External 24V | 1,2 m | IP65 | PN16 | YES (+cable) | 3m | 332.5
DN20 | 2.5 | 130 | R100 | NO | MODBUS | External 24V | 1,2 m | IP65 | PN16 | YES (+cable) | 3m | 332.5
DN20 | 2.5 | 130 | R100 | M-bus | BACnet | External 230V | 1,2 m | IP65 | PN16 | NO | 5m | 352.5
DN20 | 2.5 | 130 | R100 | M-bus | MODBUS | External 230V | 1,2 m | IP65 | PN16 | NO | 5m | 352.5
DN20 | 2.5 | 130 | R100 | M-bus | BACnet | External 24V | 1,2 m | IP65 | PN16 | NO | 5m | 337.5
DN20 | 2.5 | 130 | R100 | M-bus | MODBUS | External 24V | 1,2 m | IP65 | PN16 | NO | 5m | 337.5
DN20 | 2.5 | 130 | R100 | M-bus | BACnet | External 230V | 1,2 m | IP65 | PN16 | NO | 1,5 m | 312.5
DN20 | 2.5 | 130 | R100 | M-bus | MODBUS | External 230V | 1,2 m | IP65 | PN16 | NO | 1,5 m | 312.5
DN20 | 2.5 | 130 | R100 | M-bus | BACnet | External 24V | 1,2 m | IP65 | PN16 | NO | 1,5 m | 297.5
DN20 | 2.5 | 130 | R100 | M-bus | MODBUS | External 24V | 1,2 m | IP65 | PN16 | NO | 1,5 m | 297.5
DN20 | 2.5 | 130 | R100 | M-bus | BACnet | External 230V | 1,2 m | IP65 | PN16 | NO | 3m | 340
DN20 | 2.5 | 130 | R100 | M-bus | MODBUS | External 230V | 1,2 m | IP65 | PN16 | NO | 3m | 340
DN20 | 2.5 | 130 | R100 | M-bus | BACnet | External 24V | 1,2 m | IP65 | PN16 | NO | 3m | 325
DN20 | 2.5 | 130 | R100 | M-bus | MODBUS | External 24V | 1,2 m | IP65 | PN16 | NO | 3m | 325
DN25 | 3.5 | 260 | R100 | M-bus | LORA 868 MHz | External 230V | 1,2 m | IP65 | PN16 | NO | 3m | 380
DN25 | 3.5 | 260 | R100 | M-bus | NO | External 230V | 1,2 m | IP65 | PN16 | NO | 3m | 342.5
DN25 | 3.5 | 260 | R100 | M-bus | LORA 868 MHz | External 24V | 1,2 m | IP65 | PN16 | NO | 3m | 365
DN25 | 3.5 | 260 | R100 | M-bus | NO | External 24V | 1,2 m | IP65 | PN16 | NO | 3m | 327.5
DN25 | 3.5 | 260 | R100 | M-bus | NO | Battery | 1,2 m | IP65 | PN16 | NO | 1,5 m | 262.5
DN25 | 3.5 | 260 | R100 | M-bus | LORA 868 MHz | Battery | 1,2 m | IP65 | PN16 | NO | 3m | 327.5
DN25 | 3.5 | 260 | R100 | M-bus | NO | Battery | 1,2 m | IP65 | PN16 | NO | 3m | 290
DN25 | 3.5 | 260 | R100 | M-bus | NO | Battery | 1,2 m | IP65 | PN16 | YES (+cable) | 3m | 297.5
DN25 | 3.5 | 260 | R100 | NO | BACnet | External 230V | 1,2 m | IP65 | PN16 | YES (+cable) | 5m | 450
DN25 | 3.5 | 260 | R100 | NO | MODBUS | External 230V | 1,2 m | IP65 | PN16 | YES (+cable) | 5m | 450
DN25 | 3.5 | 260 | R100 | NO | BACnet | External 24V | 1,2 m | IP65 | PN16 | YES (+cable) | 5m | 435
DN25 | 3.5 | 260 | R100 | NO | MODBUS | External 24V | 1,2 m | IP65 | PN16 | YES (+cable) | 5m | 435
DN25 | 3.5 | 260 | R100 | M-bus | Wmbus | Battery | 1,2 m | IP65 | PN16 | NO | 3m | 305
DN25 | 3.5 | 260 | R100 | NO | BACnet | External 230V | 1,2 m | IP65 | PN16 | YES (+cable) | 1,5 m | 410
DN25 | 3.5 | 260 | R100 | NO | MODBUS | External 230V | 1,2 m | IP65 | PN16 | YES (+cable) | 1,5 m | 410
DN25 | 3.5 | 260 | R100 | NO | BACnet | External 24V | 1,2 m | IP65 | PN16 | YES (+cable) | 1,5 m | 395
DN25 | 3.5 | 260 | R100 | NO | MODBUS | External 24V | 1,2 m | IP65 | PN16 | YES (+cable) | 1,5 m | 395
DN25 | 3.5 | 260 | R100 | NO | BACnet | External 230V | 1,2 m | IP65 | PN16 | YES (+cable) | 3m | 437.5
DN25 | 3.5 | 260 | R100 | NO | MODBUS | External 230V | 1,2 m | IP65 | PN16 | YES (+cable) | 3m | 437.5
DN25 | 3.5 | 260 | R100 | NO | BACnet | External 24V | 1,2 m | IP65 | PN16 | YES (+cable) | 3m | 422.5
DN25 | 3.5 | 260 | R100 | NO | MODBUS | External 24V | 1,2 m | IP65 | PN16 | YES (+cable) | 3m | 422.5
DN25 | 3.5 | 260 | R100 | M-bus | BACnet | External 230V | 1,2 m | IP65 | PN16 | NO | 5m | 442.5
DN25 | 3.5 | 260 | R100 | M-bus | MODBUS | External 230V | 1,2 m | IP65 | PN16 | NO | 5m | 442.5
DN25 | 3.5 | 260 | R100 | M-bus | BACnet | External 24V | 1,2 m | IP65 | PN16 | NO | 5m | 427.5
DN25 | 3.5 | 260 | R100 | M-bus | MODBUS | External 24V | 1,2 m | IP65 | PN16 | NO | 5m | 427.5
DN25 | 3.5 | 260 | R100 | M-bus | BACnet | External 230V | 1,2 m | IP65 | PN16 | NO | 1,5 m | 402.5
DN25 | 3.5 | 260 | R100 | M-bus | MODBUS | External 230V | 1,2 m | IP65 | PN16 | NO | 1,5 m | 402.5
DN25 | 3.5 | 260 | R100 | M-bus | BACnet | External 24V | 1,2 m | IP65 | PN16 | NO | 1,5 m | 387.5
DN25 | 3.5 | 260 | R100 | M-bus | MODBUS | External 24V | 1,2 m | IP65 | PN16 | NO | 1,5 m | 387.5
DN25 | 3.5 | 260 | R100 | M-bus | BACnet | External 230V | 1,2 m | IP65 | PN16 | NO | 3m | 430
DN25 | 3.5 | 260 | R100 | M-bus | MODBUS | External 230V | 1,2 m | IP65 | PN16 | NO | 3m | 430
DN25 | 3.5 | 260 | R100 | M-bus | BACnet | External 24V | 1,2 m | IP65 | PN16 | NO | 3m | 415
DN25 | 3.5 | 260 | R100 | M-bus | MODBUS | External 24V | 1,2 m | IP65 | PN16 | NO | 3m | 415
DN25 | 3.5 | 260 | R100 | M-bus | LORA 868 MHz | External 230V | 1,2 m | IP65 | PN16 | NO | 1,5 m | 352.5
DN25 | 3.5 | 260 | R100 | M-bus | NO | External 230V | 1,2 m | IP65 | PN16 | NO | 1,5 m | 315
DN25 | 3.5 | 260 | R100 | M-bus | LORA 868 MHz | External 24V | 1,2 m | IP65 | PN16 | NO | 1,5 m | 337.5
DN25 | 3.5 | 260 | R100 | M-bus | NO | External 24V | 1,2 m | IP65 | PN16 | NO | 1,5 m | 300
DN25 | 3.5 | 260 | R100 | M-bus | LORA 868 MHz | Battery | 1,2 m | IP65 | PN16 | NO | 1,5 m | 300
DN25 | 3.5 | 260 | R100 | M-bus | NO | Battery | 1,2 m | IP65 | PN16 | NO | 1,5 m | 262.5
DN25 | 3.5 | 260 | R100 | M-bus | NO | Battery | 1,2 m | IP65 | PN16 | YES (+cable) | 1,5 m | 270
DN25 | 3.5 | 260 | R100 | M-bus | Wmbus | Battery | 1,2 m | IP65 | PN16 | NO | 1,5 m | 277.5
DN32 | 3.5 | 260 | R100 | M-bus | LORA 868 MHz | External 230V | 1,2 m | IP65 | PN16 | NO | 3m | 385
DN32 | 3.5 | 260 | R100 | M-bus | NO | External 230V | 1,2 m | IP65 | PN16 | NO | 3m | 347.5
DN32 | 3.5 | 260 | R100 | M-bus | LORA 868 MHz | External 24V | 1,2 m | IP65 | PN16 | NO | 3m | 370
DN32 | 3.5 | 260 | R100 | M-bus | NO | External 24V | 1,2 m | IP65 | PN16 | NO | 3m | 332.5
DN32 | 3.5 | 260 | R100 | M-bus | NO | Battery | 1,2 m | IP65 | PN16 | NO | 1,5 m | 267.5
DN32 | 3.5 | 260 | R100 | M-bus | LORA 868 MHz | Battery | 1,2 m | IP65 | PN16 | NO | 3m | 332.5
DN32 | 3.5 | 260 | R100 | M-bus | NO | Battery | 1,2 m | IP65 | PN16 | NO | 3m | 295
DN32 | 3.5 | 260 | R100 | M-bus | NO | Battery | 1,2 m | IP65 | PN16 | YES (+cable) | 3m | 302.5
DN32 | 3.5 | 260 | R100 | NO | BACnet | External 230V | 1,2 m | IP65 | PN16 | YES (+cable) | 5m | 455
DN32 | 3.5 | 260 | R100 | NO | MODBUS | External 230V | 1,2 m | IP65 | PN16 | YES (+cable) | 5m | 455
DN32 | 3.5 | 260 | R100 | NO | BACnet | External 24V | 1,2 m | IP65 | PN16 | YES (+cable) | 5m | 440
DN32 | 3.5 | 260 | R100 | NO | MODBUS | External 24V | 1,2 m | IP65 | PN16 | YES (+cable) | 5m | 440
DN32 | 3.5 | 260 | R100 | M-bus | Wmbus | Battery | 1,2 m | IP65 | PN16 | NO | 3m | 310
DN32 | 3.5 | 260 | R100 | NO | BACnet | External 230V | 1,2 m | IP65 | PN16 | YES (+cable) | 1,5 m | 415
DN32 | 3.5 | 260 | R100 | NO | MODBUS | External 230V | 1,2 m | IP65 | PN16 | YES (+cable) | 1,5 m | 415
DN32 | 3.5 | 260 | R100 | NO | BACnet | External 24V | 1,2 m | IP65 | PN16 | YES (+cable) | 1,5 m | 400
DN32 | 3.5 | 260 | R100 | NO | MODBUS | External 24V | 1,2 m | IP65 | PN16 | YES (+cable) | 1,5 m | 400
DN32 | 3.5 | 260 | R100 | NO | BACnet | External 230V | 1,2 m | IP65 | PN16 | YES (+cable) | 3m | 442.5
DN32 | 3.5 | 260 | R100 | NO | MODBUS | External 230V | 1,2 m | IP65 | PN16 | YES (+cable) | 3m | 442.5
DN32 | 3.5 | 260 | R100 | NO | BACnet | External 24V | 1,2 m | IP65 | PN16 | YES (+cable) | 3m | 427.5
DN32 | 3.5 | 260 | R100 | NO | MODBUS | External 24V | 1,2 m | IP65 | PN16 | YES (+cable) | 3m | 427.5
DN32 | 3.5 | 260 | R100 | M-bus | BACnet | External 230V | 1,2 m | IP65 | PN16 | NO | 5m | 447.5
DN32 | 3.5 | 260 | R100 | M-bus | MODBUS | External 230V | 1,2 m | IP65 | PN16 | NO | 5m | 447.5
DN32 | 3.5 | 260 | R100 | M-bus | BACnet | External 24V | 1,2 m | IP65 | PN16 | NO | 5m | 432.5
DN32 | 3.5 | 260 | R100 | M-bus | MODBUS | External 24V | 1,2 m | IP65 | PN16 | NO | 5m | 432.5
DN32 | 3.5 | 260 | R100 | M-bus | BACnet | External 230V | 1,2 m | IP65 | PN16 | NO | 1,5 m | 407.5
DN32 | 3.5 | 260 | R100 | M-bus | MODBUS | External 230V | 1,2 m | IP65 | PN16 | NO | 1,5 m | 407.5
DN32 | 3.5 | 260 | R100 | M-bus | BACnet | External 24V | 1,2 m | IP65 | PN16 | NO | 1,5 m | 392.5
DN32 | 3.5 | 260 | R100 | M-bus | MODBUS | External 24V | 1,2 m | IP65 | PN16 | NO | 1,5 m | 392.5
DN32 | 3.5 | 260 | R100 | M-bus | BACnet | External 230V | 1,2 m | IP65 | PN16 | NO | 3m | 435
DN32 | 3.5 | 260 | R100 | M-bus | MODBUS | External 230V | 1,2 m | IP65 | PN16 | NO | 3m | 435
DN32 | 3.5 | 260 | R100 | M-bus | BACnet | External 24V | 1,2 m | IP65 | PN16 | NO | 3m | 420
DN32 | 3.5 | 260 | R100 | M-bus | MODBUS | External 24V | 1,2 m | IP65 | PN16 | NO | 3m | 420
DN32 | 3.5 | 260 | R100 | M-bus | LORA 868 MHz | External 230V | 1,2 m | IP65 | PN16 | NO | 1,5 m | 357.5
DN32 | 3.5 | 260 | R100 | M-bus | NO | External 230V | 1,2 m | IP65 | PN16 | NO | 1,5 m | 320
DN32 | 3.5 | 260 | R100 | M-bus | LORA 868 MHz | External 24V | 1,2 m | IP65 | PN16 | NO | 1,5 m | 342.5
DN32 | 3.5 | 260 | R100 | M-bus | NO | External 24V | 1,2 m | IP65 | PN16 | NO | 1,5 m | 305
DN32 | 3.5 | 260 | R100 | M-bus | LORA 868 MHz | Battery | 1,2 m | IP65 | PN16 | NO | 1,5 m | 305
DN32 | 3.5 | 260 | R100 | M-bus | NO | Battery | 1,2 m | IP65 | PN16 | NO | 1,5 m | 267.5
DN32 | 3.5 | 260 | R100 | M-bus | NO | Battery | 1,2 m | IP65 | PN16 | YES (+cable) | 1,5 m | 275
DN32 | 3.5 | 260 | R100 | M-bus | Wmbus | Battery | 1,2 m | IP65 | PN16 | NO | 1,5 m | 282.5
DN25 | 6 | 260 | R100 | M-bus | Wmbus | Battery | 1,2 m | IP65 | PN16 | NO | 3m | 305
DN25 | 6 | 260 | R100 | M-bus | LORA 868 MHz | External 230V | 1,2 m | IP65 | PN16 | NO | 3m | 380
DN25 | 6 | 260 | R100 | M-bus | NO | External 230V | 1,2 m | IP65 | PN16 | NO | 3m | 342.5
DN25 | 6 | 260 | R100 | M-bus | NO | External 24V | 1,2 m | IP65 | PN16 | NO | 3m | 327.5
DN25 | 6 | 260 | R100 | M-bus | NO | External 24V | 1,2 m | IP68 | PN16 | NO | 3m | 335
DN25 | 6 | 260 | R100 | M-bus | NO | External 24V | 1,2 m | IP65 | PN16 | NO | 3m | 327.5
DN25 | 6 | 260 | R100 | M-bus | LORA 868 MHz | Battery | 1,2 m | IP65 | PN16 | NO | 3m | 327.5
DN25 | 6 | 260 | R100 | M-bus | NO | Battery | 1,2 m | IP65 | PN16 | NO | 3m | 290
DN25 | 6 | 260 | R100 | M-bus | NO | Battery | 1,2 m | IP68 | PN16 | NO | 3m | 297.5
DN25 | 6 | 260 | R100 | M-bus | NO | Battery | 1,2 m | IP65 | PN16 | YES (+cable) | 3m | 297.5
DN25 | 6 | 260 | R100 | M-bus | LORA 868 MHz | Battery | 1,2 m | IP68 | PN16 | NO | 5m | 347.5
DN25 | 6 | 260 | R100 | NO | BACnet | External 230V | 1,2 m | IP65 | PN16 | YES (+cable) | 5m | 450
DN25 | 6 | 260 | R100 | NO | MODBUS | External 230V | 1,2 m | IP65 | PN16 | YES (+cable) | 5m | 450
DN25 | 6 | 260 | R100 | NO | BACnet | External 24V | 1,2 m | IP65 | PN16 | YES (+cable) | 5m | 435
DN25 | 6 | 260 | R100 | NO | MODBUS | External 24V | 1,2 m | IP65 | PN16 | YES (+cable) | 5m | 435
DN25 | 6 | 260 | R100 | M-bus | Wmbus | External 24V | 1,2 m | IP65 | PN16 | NO | 3m | 342.5
DN25 | 6 | 260 | R100 | M-bus | LoRa + WmBus | Battery | 1,2 m | IP65 | PN16 | NO | 3m | 335
DN25 | 6 | 260 | R100 | M-bus | Wmbus | Battery | 1,2 m | IP68 | PN16 | NO | 3m | 312.5
DN25 | 6 | 260 | R100 | M-bus | Wmbus | Battery | 1,2 m | IP65 | PN16 | NO | 3m | 305
DN25 | 6 | 260 | R100 | M-bus | Wmbus | Battery | 1,2 m | IP65 | PN16 | YES (+cable) | 3m | 312.5
DN25 | 6 | 260 | R250 | M-bus | LORA 868 MHz | Battery | 1,2 m | IP65 | PN16 | NO | 3m | 332.5
DN25 | 6 | 260 | R250 | M-bus | LoRa + WmBus | Battery | 1,2 m | IP65 | PN16 | YES (+cable) | 3m | 347.5
DN25 | 6 | 260 | R100 | NO | BACnet | External 230V | 1,2 m | IP65 | PN16 | YES (+cable) | 1,5 m | 410
DN25 | 6 | 260 | R100 | NO | MODBUS | External 230V | 1,2 m | IP65 | PN16 | YES (+cable) | 1,5 m | 410
DN25 | 6 | 260 | R100 | NO | BACnet | External 24V | 1,2 m | IP65 | PN16 | YES (+cable) | 1,5 m | 395
DN25 | 6 | 260 | R100 | NO | MODBUS | External 24V | 1,2 m | IP65 | PN16 | YES (+cable) | 1,5 m | 395
DN25 | 6 | 260 | R100 | NO | BACnet | External 230V | 1,2 m | IP65 | PN16 | YES (+cable) | 3m | 437.5
DN25 | 6 | 260 | R100 | NO | MODBUS | External 230V | 1,2 m | IP65 | PN16 | YES (+cable) | 3m | 437.5
DN25 | 6 | 260 | R100 | NO | BACnet | External 24V | 1,2 m | IP65 | PN16 | YES (+cable) | 3m | 422.5
DN25 | 6 | 260 | R100 | NO | MODBUS | External 24V | 1,2 m | IP65 | PN16 | YES (+cable) | 3m | 422.5
DN25 | 6 | 260 | R100 | M-bus | BACnet | External 230V | 1,2 m | IP65 | PN16 | NO | 5m | 442.5
DN25 | 6 | 260 | R100 | M-bus | MODBUS | External 230V | 1,2 m | IP65 | PN16 | NO | 5m | 442.5
DN25 | 6 | 260 | R100 | M-bus | BACnet | External 24V | 1,2 m | IP65 | PN16 | NO | 5m | 427.5
DN25 | 6 | 260 | R100 | M-bus | MODBUS | External 24V | 1,2 m | IP65 | PN16 | NO | 5m | 427.5
DN25 | 6 | 260 | R100 | M-bus | BACnet | External 230V | 1,2 m | IP65 | PN16 | NO | 1,5 m | 402.5
DN25 | 6 | 260 | R100 | M-bus | MODBUS | External 230V | 1,2 m | IP65 | PN16 | NO | 1,5 m | 402.5
DN25 | 6 | 260 | R100 | M-bus | BACnet | External 24V | 1,2 m | IP65 | PN16 | NO | 1,5 m | 387.5
DN25 | 6 | 260 | R100 | M-bus | MODBUS | External 24V | 1,2 m | IP65 | PN16 | NO | 1,5 m | 387.5
DN25 | 6 | 260 | R100 | M-bus | BACnet | External 230V | 1,2 m | IP65 | PN16 | NO | 3m | 430
DN25 | 6 | 260 | R100 | M-bus | MODBUS | External 230V | 1,2 m | IP65 | PN16 | NO | 3m | 430
DN25 | 6 | 260 | R100 | M-bus | BACnet | External 24V | 1,2 m | IP65 | PN16 | NO | 3m | 415
DN25 | 6 | 260 | R100 | M-bus | MODBUS | External 24V | 1,2 m | IP65 | PN16 | NO | 3m | 415
DN25 | 6 | 260 | R100 | M-bus | Wmbus | Battery | 1,2 m | IP65 | PN16 | NO | 1,5 m | 277.5
DN25 | 6 | 260 | R100 | M-bus | LORA 868 MHz | External 230V | 1,2 m | IP65 | PN16 | NO | 1,5 m | 352.5
DN25 | 6 | 260 | R100 | M-bus | NO | External 230V | 1,2 m | IP65 | PN16 | NO | 1,5 m | 315
DN25 | 6 | 260 | R100 | M-bus | NO | External 24V | 1,2 m | IP65 | PN16 | NO | 1,5 m | 300
DN25 | 6 | 260 | R100 | M-bus | NO | External 24V | 1,2 m | IP68 | PN16 | NO | 1,5 m | 307.5
DN25 | 6 | 260 | R100 | M-bus | NO | External 24V | 1,2 m | IP65 | PN16 | NO | 1,5 m | 300
DN25 | 6 | 260 | R100 | M-bus | LORA 868 MHz | Battery | 1,2 m | IP65 | PN16 | NO | 1,5 m | 300
DN25 | 6 | 260 | R100 | M-bus | NO | Battery | 1,2 m | IP65 | PN16 | NO | 1,5 m | 262.5
DN25 | 6 | 260 | R100 | M-bus | NO | Battery | 1,2 m | IP68 | PN16 | NO | 1,5 m | 270
DN25 | 6 | 260 | R100 | M-bus | NO | Battery | 1,2 m | IP65 | PN16 | YES (+cable) | 1,5 m | 270
DN25 | 6 | 260 | R100 | M-bus | Wmbus | External 24V | 1,2 m | IP65 | PN16 | NO | 1,5 m | 315
DN25 | 6 | 260 | R100 | M-bus | LoRa + WmBus | Battery | 1,2 m | IP65 | PN16 | NO | 1,5 m | 307.5
DN25 | 6 | 260 | R100 | M-bus | Wmbus | Battery | 1,2 m | IP68 | PN16 | NO | 1,5 m | 285
DN25 | 6 | 260 | R100 | M-bus | Wmbus | Battery | 1,2 m | IP65 | PN16 | NO | 1,5 m | 277.5
DN25 | 6 | 260 | R100 | M-bus | Wmbus | Battery | 1,2 m | IP65 | PN16 | YES (+cable) | 1,5 m | 285
DN25 | 6 | 260 | R250 | M-bus | LORA 868 MHz | Battery | 1,2 m | IP65 | PN16 | NO | 1,5 m | 305
DN25 | 6 | 260 | R250 | M-bus | LoRa + WmBus | Battery | 1,2 m | IP65 | PN16 | YES (+cable) | 1,5 m | 320
DN32 | 6 | 260 | R100 | M-bus | Wmbus | Battery | 1,2 m | IP65 | PN16 | NO | 3m | 310
DN32 | 6 | 260 | R100 | M-bus | LORA 868 MHz | External 230V | 1,2 m | IP65 | PN16 | NO | 3m | 385
DN32 | 6 | 260 | R100 | M-bus | NO | External 230V | 1,2 m | IP65 | PN16 | NO | 3m | 347.5
DN32 | 6 | 260 | R100 | M-bus | NO | External 24V | 1,2 m | IP65 | PN16 | NO | 3m | 332.5
DN32 | 6 | 260 | R100 | M-bus | NO | External 24V | 1,2 m | IP68 | PN16 | NO | 3m | 340
DN32 | 6 | 260 | R100 | M-bus | NO | External 24V | 1,2 m | IP65 | PN16 | NO | 3m | 332.5
DN32 | 6 | 260 | R100 | M-bus | LORA 868 MHz | Battery | 1,2 m | IP65 | PN16 | NO | 3m | 332.5
DN32 | 6 | 260 | R100 | M-bus | NO | Battery | 1,2 m | IP65 | PN16 | NO | 3m | 295
DN32 | 6 | 260 | R100 | M-bus | NO | Battery | 1,2 m | IP68 | PN16 | NO | 3m | 302.5
DN32 | 6 | 260 | R100 | M-bus | NO | Battery | 1,2 m | IP65 | PN16 | YES (+cable) | 3m | 302.5
DN32 | 6 | 260 | R100 | M-bus | LORA 868 MHz | Battery | 1,2 m | IP68 | PN16 | NO | 5m | 352.5
DN32 | 6 | 260 | R100 | NO | BACnet | External 230V | 1,2 m | IP65 | PN16 | YES (+cable) | 5m | 455
DN32 | 6 | 260 | R100 | NO | MODBUS | External 230V | 1,2 m | IP65 | PN16 | YES (+cable) | 5m | 455
DN32 | 6 | 260 | R100 | NO | BACnet | External 24V | 1,2 m | IP65 | PN16 | YES (+cable) | 5m | 440
DN32 | 6 | 260 | R100 | NO | MODBUS | External 24V | 1,2 m | IP65 | PN16 | YES (+cable) | 5m | 440
DN32 | 6 | 260 | R100 | M-bus | Wmbus | External 24V | 1,2 m | IP65 | PN16 | NO | 3m | 347.5
DN32 | 6 | 260 | R100 | M-bus | LoRa + WmBus | Battery | 1,2 m | IP65 | PN16 | NO | 3m | 340
DN32 | 6 | 260 | R100 | M-bus | Wmbus | Battery | 1,2 m | IP68 | PN16 | NO | 3m | 317.5
DN32 | 6 | 260 | R100 | M-bus | Wmbus | Battery | 1,2 m | IP65 | PN16 | NO | 3m | 310
DN32 | 6 | 260 | R100 | M-bus | Wmbus | Battery | 1,2 m | IP65 | PN16 | YES (+cable) | 3m | 317.5
DN32 | 6 | 260 | R250 | M-bus | LORA 868 MHz | Battery | 1,2 m | IP65 | PN16 | NO | 3m | 337.5
DN32 | 6 | 260 | R250 | M-bus | LoRa + WmBus | Battery | 1,2 m | IP65 | PN16 | YES (+cable) | 3m | 352.5
DN32 | 6 | 260 | R100 | NO | BACnet | External 230V | 1,2 m | IP65 | PN16 | YES (+cable) | 1,5 m | 415
DN32 | 6 | 260 | R100 | NO | MODBUS | External 230V | 1,2 m | IP65 | PN16 | YES (+cable) | 1,5 m | 415
DN32 | 6 | 260 | R100 | NO | BACnet | External 24V | 1,2 m | IP65 | PN16 | YES (+cable) | 1,5 m | 400
DN32 | 6 | 260 | R100 | NO | MODBUS | External 24V | 1,2 m | IP65 | PN16 | YES (+cable) | 1,5 m | 400
DN32 | 6 | 260 | R100 | NO | BACnet | External 230V | 1,2 m | IP65 | PN16 | YES (+cable) | 3m | 442.5
DN32 | 6 | 260 | R100 | NO | MODBUS | External 230V | 1,2 m | IP65 | PN16 | YES (+cable) | 3m | 442.5
DN32 | 6 | 260 | R100 | NO | BACnet | External 24V | 1,2 m | IP65 | PN16 | YES (+cable) | 3m | 427.5
DN32 | 6 | 260 | R100 | NO | MODBUS | External 24V | 1,2 m | IP65 | PN16 | YES (+cable) | 3m | 427.5
DN32 | 6 | 260 | R100 | M-bus | BACnet | External 230V | 1,2 m | IP65 | PN16 | NO | 5m | 447.5
DN32 | 6 | 260 | R100 | M-bus | MODBUS | External 230V | 1,2 m | IP65 | PN16 | NO | 5m | 447.5
DN32 | 6 | 260 | R100 | M-bus | BACnet | External 24V | 1,2 m | IP65 | PN16 | NO | 5m | 432.5
DN32 | 6 | 260 | R100 | M-bus | MODBUS | External 24V | 1,2 m | IP65 | PN16 | NO | 5m | 432.5
DN32 | 6 | 260 | R100 | M-bus | BACnet | External 230V | 1,2 m | IP65 | PN16 | NO | 1,5 m | 407.5
DN32 | 6 | 260 | R100 | M-bus | MODBUS | External 230V | 1,2 m | IP65 | PN16 | NO | 1,5 m | 407.5
DN32 | 6 | 260 | R100 | M-bus | BACnet | External 24V | 1,2 m | IP65 | PN16 | NO | 1,5 m | 392.5
DN32 | 6 | 260 | R100 | M-bus | MODBUS | External 24V | 1,2 m | IP65 | PN16 | NO | 1,5 m | 392.5
DN32 | 6 | 260 | R100 | M-bus | BACnet | External 230V | 1,2 m | IP65 | PN16 | NO | 3m | 435
DN32 | 6 | 260 | R100 | M-bus | MODBUS | External 230V | 1,2 m | IP65 | PN16 | NO | 3m | 435
DN32 | 6 | 260 | R100 | M-bus | BACnet | External 24V | 1,2 m | IP65 | PN16 | NO | 3m | 420
DN32 | 6 | 260 | R100 | M-bus | MODBUS | External 24V | 1,2 m | IP65 | PN16 | NO | 3m | 420
DN32 | 6 | 260 | R100 | M-bus | Wmbus | Battery | 1,2 m | IP65 | PN16 | NO | 1,5 m | 282.5
DN32 | 6 | 260 | R100 | M-bus | LORA 868 MHz | External 230V | 1,2 m | IP65 | PN16 | NO | 1,5 m | 357.5
DN32 | 6 | 260 | R100 | M-bus | NO | External 230V | 1,2 m | IP65 | PN16 | NO | 1,5 m | 320
DN32 | 6 | 260 | R100 | M-bus | NO | External 24V | 1,2 m | IP65 | PN16 | NO | 1,5 m | 305
DN32 | 6 | 260 | R100 | M-bus | NO | External 24V | 1,2 m | IP68 | PN16 | NO | 1,5 m | 312.5
DN32 | 6 | 260 | R100 | M-bus | NO | External 24V | 1,2 m | IP65 | PN16 | NO | 1,5 m | 305
DN32 | 6 | 260 | R100 | M-bus | LORA 868 MHz | Battery | 1,2 m | IP65 | PN16 | NO | 1,5 m | 305
DN32 | 6 | 260 | R100 | M-bus | NO | Battery | 1,2 m | IP65 | PN16 | NO | 1,5 m | 267.5
DN32 | 6 | 260 | R100 | M-bus | NO | Battery | 1,2 m | IP68 | PN16 | NO | 1,5 m | 275
DN32 | 6 | 260 | R100 | M-bus | NO | Battery | 1,2 m | IP65 | PN16 | YES (+cable) | 1,5 m | 275
DN32 | 6 | 260 | R100 | M-bus | Wmbus | External 24V | 1,2 m | IP65 | PN16 | NO | 1,5 m | 320
DN32 | 6 | 260 | R100 | M-bus | LoRa + WmBus | Battery | 1,2 m | IP65 | PN16 | NO | 1,5 m | 312.5
DN32 | 6 | 260 | R100 | M-bus | Wmbus | Battery | 1,2 m | IP68 | PN16 | NO | 1,5 m | 290
DN32 | 6 | 260 | R100 | M-bus | Wmbus | Battery | 1,2 m | IP65 | PN16 | NO | 1,5 m | 282.5
DN32 | 6 | 260 | R100 | M-bus | Wmbus | Battery | 1,2 m | IP65 | PN16 | YES (+cable) | 1,5 m | 290
DN32 | 6 | 260 | R250 | M-bus | LORA 868 MHz | Battery | 1,2 m | IP65 | PN16 | NO | 1,5 m | 310
DN32 | 6 | 260 | R250 | M-bus | LoRa + WmBus | Battery | 1,2 m | IP65 | PN16 | YES (+cable) | 1,5 m | 325
Warranty period | [5 empty] | Delivery conditions
2 years (24 months) from the date of manufacturing | [5 empty] | Ex Works Tallinn Estonia
All prices are subject to change without prior notice
Küttemaailm OÜ ¦¦ +372 6799 366 ¦¦ info@optimatic.ee ¦¦ Kadaka tee 181 Tallinn 12618 Estonia ¦¦ www.optimatic.ee

## W1 pricelist
W1 PRICELIST
Küttemaailm OÜ ¦¦ +372 6799 366 ¦¦ info@optimatic.ee ¦¦ Kadaka tee 181 Tallinn 12618 Estonia ¦¦ www.optimatic.ee
W1 ultrasonic water meter (composite)
QALCOSONIC W1 A design | [5 empty] | QALCOSONIC W1 B design
Design | SIZE | Qp, m3/h | L, mm | Dynamic Range | Temperature class | Communication | Channel Plan, MHz | Region type | Battery lifetime, years | Price
W1 A design | DN15 | 1.6 | L105 | R250 | T30 | Lora WAN+wMBus | EU 863-870 | COLD | 16 | 157.5
W1 A design | DN15 | 1.6 | L105 | R250 | T50 | Lora WAN+wMBus | EU 863-870 | COLD | 16 | 157.5
W1 A design | DN15 | 1.6 | L105 | R315 | T30 | Lora WAN+wMBus | EU 863-870 | COLD | 16 | 157.5
W1 A design | DN15 | 1.6 | L105 | R315 | T50 | Lora WAN+wMBus | EU 863-870 | COLD | 16 | 157.5
W1 A design | DN15 | 1.6 | L105 | R400 | T30 | Lora WAN+wMBus | EU 863-870 | COLD | 16 | 157.5
W1 A design | DN15 | 1.6 | L105 | R400 | T50 | Lora WAN+wMBus | EU 863-870 | COLD | 16 | 157.5
W1 A design | DN15 | 1.6 | L105 | R160 | T30 | Lora WAN+wMBus | EU 863-870 | COLD | 16 | 157.5
W1 A design | DN15 | 1.6 | L105 | R160 | T50 | Lora WAN+wMBus | EU 863-870 | COLD | 16 | 157.5
W1 A design | DN15 | 2.5 | L105 | R250 | T30 | Lora WAN+wMBus | EU 863-870 | COLD | 16 | 157.5
W1 A design | DN15 | 2.5 | L105 | R250 | T50 | Lora WAN+wMBus | EU 863-870 | COLD | 16 | 157.5
W1 A design | DN15 | 2.5 | L105 | R400 | T30 | Lora WAN+wMBus | EU 863-870 | COLD | 16 | 157.5
W1 A design | DN15 | 2.5 | L105 | R400 | T50 | Lora WAN+wMBus | EU 863-870 | COLD | 16 | 157.5
W1 A design | DN15 | 2.5 | L105 | R800 | T30 | Lora WAN+wMBus | EU 863-870 | COLD | 16 | 167.5
W1 A design | DN15 | 2.5 | L105 | R800 | T50 | Lora WAN+wMBus | EU 863-870 | COLD | 16 | 167.5
W1 A design | DN15 | 2.5 | L105 | R160 | T30 | Lora WAN+wMBus | EU 863-870 | COLD | 16 | 157.5
W1 A design | DN15 | 2.5 | L105 | R160 | T50 | Lora WAN+wMBus | EU 863-870 | COLD | 16 | 157.5
W1 A design | DN15 | 2.5 | L105 | R500 | T30 | Lora WAN+wMBus | EU 863-870 | COLD | 16 | 157.5
W1 A design | DN15 | 2.5 | L105 | R500 | T50 | Lora WAN+wMBus | EU 863-870 | COLD | 16 | 157.5
W1 A design | DN15 | 1.6 | L105 | R250 | T30-T70 | Lora WAN+wMBus | EU 863-870 | REST | 16 | 162.5
W1 A design | DN15 | 1.6 | L105 | R250 | T30-T90 | Lora WAN+wMBus | EU 863-870 | REST | 16 | 162.5
W1 A design | DN15 | 1.6 | L105 | R250 | T70 | Lora WAN+wMBus | EU 863-870 | REST | 16 | 162.5
W1 A design | DN15 | 1.6 | L105 | R250 | T90 | Lora WAN+wMBus | EU 863-870 | REST | 16 | 162.5
W1 A design | DN15 | 1.6 | L105 | R315 | T30-T70 | Lora WAN+wMBus | EU 863-870 | REST | 16 | 162.5
W1 A design | DN15 | 1.6 | L105 | R315 | T30-T90 | Lora WAN+wMBus | EU 863-870 | REST | 16 | 162.5
W1 A design | DN15 | 1.6 | L105 | R315 | T70 | Lora WAN+wMBus | EU 863-870 | REST | 16 | 162.5
W1 A design | DN15 | 1.6 | L105 | R315 | T90 | Lora WAN+wMBus | EU 863-870 | REST | 16 | 162.5
W1 A design | DN15 | 1.6 | L105 | R400 | T30-T70 | Lora WAN+wMBus | EU 863-870 | REST | 16 | 162.5
W1 A design | DN15 | 1.6 | L105 | R400 | T30-T90 | Lora WAN+wMBus | EU 863-870 | REST | 16 | 162.5
W1 A design | DN15 | 1.6 | L105 | R400 | T70 | Lora WAN+wMBus | EU 863-870 | REST | 16 | 162.5
W1 A design | DN15 | 1.6 | L105 | R400 | T90 | Lora WAN+wMBus | EU 863-870 | REST | 16 | 162.5
W1 A design | DN15 | 1.6 | L105 | R160 | T30-T90 | Lora WAN+wMBus | EU 863-870 | REST | 16 | 162.5
W1 A design | DN15 | 1.6 | L105 | R160 | T90 | Lora WAN+wMBus | EU 863-870 | REST | 16 | 162.5
W1 A design | DN15 | 2.5 | L105 | R250 | T30-T70 | Lora WAN+wMBus | EU 863-870 | REST | 16 | 162.5
W1 A design | DN15 | 2.5 | L105 | R250 | T30-T90 | Lora WAN+wMBus | EU 863-870 | REST | 16 | 162.5
W1 A design | DN15 | 2.5 | L105 | R250 | T70 | Lora WAN+wMBus | EU 863-870 | REST | 16 | 162.5
W1 A design | DN15 | 2.5 | L105 | R250 | T90 | Lora WAN+wMBus | EU 863-870 | REST | 16 | 162.5
W1 A design | DN15 | 2.5 | L105 | R400 | T30-T70 | Lora WAN+wMBus | EU 863-870 | REST | 16 | 162.5
W1 A design | DN15 | 2.5 | L105 | R400 | T30-T90 | Lora WAN+wMBus | EU 863-870 | REST | 16 | 162.5
W1 A design | DN15 | 2.5 | L105 | R400 | T70 | Lora WAN+wMBus | EU 863-870 | REST | 16 | 162.5
W1 A design | DN15 | 2.5 | L105 | R400 | T90 | Lora WAN+wMBus | EU 863-870 | REST | 16 | 162.5
W1 A design | DN15 | 2.5 | L105 | R800 | T30-T70 | Lora WAN+wMBus | EU 863-870 | REST | 16 | 172.5
W1 A design | DN15 | 2.5 | L105 | R800 | T30-T90 | Lora WAN+wMBus | EU 863-870 | REST | 16 | 172.5
W1 A design | DN15 | 2.5 | L105 | R800 | T70 | Lora WAN+wMBus | EU 863-870 | REST | 16 | 172.5
W1 A design | DN15 | 2.5 | L105 | R800 | T90 | Lora WAN+wMBus | EU 863-870 | REST | 16 | 172.5
W1 A design | DN15 | 2.5 | L105 | R160 | T30-T90 | Lora WAN+wMBus | EU 863-870 | REST | 16 | 162.5
W1 A design | DN15 | 2.5 | L105 | R160 | T90 | Lora WAN+wMBus | EU 863-870 | REST | 16 | 162.5
W1 A design | DN15 | 2.5 | L105 | R500 | T30-T90 | Lora WAN+wMBus | EU 863-870 | REST | 16 | 162.5
W1 A design | DN15 | 2.5 | L105 | R500 | T90 | Lora WAN+wMBus | EU 863-870 | REST | 16 | 162.5
W1 A design | DN15 | 1.6 | L110 | R250 | T30 | Lora WAN+wMBus | EU 863-870 | COLD | 16 | 157.5
W1 A design | DN15 | 1.6 | L110 | R250 | T50 | Lora WAN+wMBus | EU 863-870 | COLD | 16 | 157.5
W1 A design | DN15 | 1.6 | L110 | R315 | T30 | Lora WAN+wMBus | EU 863-870 | COLD | 16 | 157.5
W1 A design | DN15 | 1.6 | L110 | R315 | T50 | Lora WAN+wMBus | EU 863-870 | COLD | 16 | 157.5
W1 A design | DN15 | 1.6 | L110 | R400 | T30 | Lora WAN+wMBus | EU 863-870 | COLD | 16 | 157.5
W1 A design | DN15 | 1.6 | L110 | R400 | T50 | Lora WAN+wMBus | EU 863-870 | COLD | 16 | 157.5
W1 A design | DN15 | 1.6 | L110 | R160 | T30 | Lora WAN+wMBus | EU 863-870 | COLD | 16 | 157.5
W1 A design | DN15 | 1.6 | L110 | R160 | T50 | Lora WAN+wMBus | EU 863-870 | COLD | 16 | 157.5
W1 A design | DN15 | 2.5 | L110 | R250 | T30 | Lora WAN+wMBus | EU 863-870 | COLD | 16 | 157.5
W1 A design | DN15 | 2.5 | L110 | R250 | T50 | Lora WAN+wMBus | EU 863-870 | COLD | 16 | 157.5
W1 A design | DN15 | 2.5 | L110 | R400 | T30 | Lora WAN+wMBus | EU 863-870 | COLD | 16 | 157.5
W1 A design | DN15 | 2.5 | L110 | R400 | T50 | Lora WAN+wMBus | EU 863-870 | COLD | 16 | 157.5
W1 A design | DN15 | 2.5 | L110 | R800 | T30 | Lora WAN+wMBus | EU 863-870 | COLD | 16 | 167.5
W1 A design | DN15 | 2.5 | L110 | R800 | T50 | Lora WAN+wMBus | EU 863-870 | COLD | 16 | 167.5
W1 A design | DN15 | 2.5 | L110 | R160 | T30 | Lora WAN+wMBus | EU 863-870 | COLD | 16 | 157.5
W1 A design | DN15 | 2.5 | L110 | R160 | T50 | Lora WAN+wMBus | EU 863-870 | COLD | 16 | 157.5
W1 A design | DN15 | 2.5 | L110 | R500 | T30 | Lora WAN+wMBus | EU 863-870 | COLD | 16 | 157.5
W1 A design | DN15 | 2.5 | L110 | R500 | T50 | Lora WAN+wMBus | EU 863-870 | COLD | 16 | 157.5
W1 A design | DN15 | 1.6 | L110 | R250 | T30-T70 | Lora WAN+wMBus | EU 863-870 | REST | 16 | 162.5
W1 A design | DN15 | 1.6 | L110 | R250 | T30-T90 | Lora WAN+wMBus | EU 863-870 | REST | 16 | 162.5
W1 A design | DN15 | 1.6 | L110 | R250 | T70 | Lora WAN+wMBus | EU 863-870 | REST | 16 | 162.5
W1 A design | DN15 | 1.6 | L110 | R250 | T90 | Lora WAN+wMBus | EU 863-870 | REST | 16 | 162.5
W1 A design | DN15 | 1.6 | L110 | R315 | T30-T70 | Lora WAN+wMBus | EU 863-870 | REST | 16 | 162.5
W1 A design | DN15 | 1.6 | L110 | R315 | T30-T90 | Lora WAN+wMBus | EU 863-870 | REST | 16 | 162.5
W1 A design | DN15 | 1.6 | L110 | R315 | T70 | Lora WAN+wMBus | EU 863-870 | REST | 16 | 162.5
W1 A design | DN15 | 1.6 | L110 | R315 | T90 | Lora WAN+wMBus | EU 863-870 | REST | 16 | 162.5
W1 A design | DN15 | 1.6 | L110 | R400 | T30-T70 | Lora WAN+wMBus | EU 863-870 | REST | 16 | 162.5
W1 A design | DN15 | 1.6 | L110 | R400 | T30-T90 | Lora WAN+wMBus | EU 863-870 | REST | 16 | 162.5
W1 A design | DN15 | 1.6 | L110 | R400 | T70 | Lora WAN+wMBus | EU 863-870 | REST | 16 | 162.5
W1 A design | DN15 | 1.6 | L110 | R400 | T90 | Lora WAN+wMBus | EU 863-870 | REST | 16 | 162.5
W1 A design | DN15 | 1.6 | L110 | R160 | T30-T90 | Lora WAN+wMBus | EU 863-870 | REST | 16 | 162.5
W1 A design | DN15 | 1.6 | L110 | R160 | T90 | Lora WAN+wMBus | EU 863-870 | REST | 16 | 162.5
W1 A design | DN15 | 2.5 | L110 | R250 | T30-T70 | Lora WAN+wMBus | EU 863-870 | REST | 16 | 162.5
W1 A design | DN15 | 2.5 | L110 | R250 | T30-T90 | Lora WAN+wMBus | EU 863-870 | REST | 16 | 162.5
W1 A design | DN15 | 2.5 | L110 | R250 | T70 | Lora WAN+wMBus | EU 863-870 | REST | 16 | 162.5
W1 A design | DN15 | 2.5 | L110 | R250 | T90 | Lora WAN+wMBus | EU 863-870 | REST | 16 | 162.5
W1 A design | DN15 | 2.5 | L110 | R400 | T30-T70 | Lora WAN+wMBus | EU 863-870 | REST | 16 | 162.5
W1 A design | DN15 | 2.5 | L110 | R400 | T30-T90 | Lora WAN+wMBus | EU 863-870 | REST | 16 | 162.5
W1 A design | DN15 | 2.5 | L110 | R400 | T70 | Lora WAN+wMBus | EU 863-870 | REST | 16 | 162.5
W1 A design | DN15 | 2.5 | L110 | R400 | T90 | Lora WAN+wMBus | EU 863-870 | REST | 16 | 162.5
W1 A design | DN15 | 2.5 | L110 | R800 | T30-T70 | Lora WAN+wMBus | EU 863-870 | REST | 16 | 172.5
W1 A design | DN15 | 2.5 | L110 | R800 | T30-T90 | Lora WAN+wMBus | EU 863-870 | REST | 16 | 172.5
W1 A design | DN15 | 2.5 | L110 | R800 | T70 | Lora WAN+wMBus | EU 863-870 | REST | 16 | 172.5
W1 A design | DN15 | 2.5 | L110 | R800 | T90 | Lora WAN+wMBus | EU 863-870 | REST | 16 | 172.5
W1 A design | DN15 | 2.5 | L110 | R160 | T30-T90 | Lora WAN+wMBus | EU 863-870 | REST | 16 | 162.5
W1 A design | DN15 | 2.5 | L110 | R160 | T90 | Lora WAN+wMBus | EU 863-870 | REST | 16 | 162.5
W1 A design | DN15 | 2.5 | L110 | R500 | T30-T90 | Lora WAN+wMBus | EU 863-870 | REST | 16 | 162.5
W1 A design | DN15 | 2.5 | L110 | R500 | T90 | Lora WAN+wMBus | EU 863-870 | REST | 16 | 162.5
W1 A design | DN15 | 1.6 | L115 | R250 | T30 | Lora WAN+wMBus | EU 863-870 | COLD | 16 | 157.5
W1 A design | DN15 | 1.6 | L115 | R250 | T50 | Lora WAN+wMBus | EU 863-870 | COLD | 16 | 157.5
W1 A design | DN15 | 1.6 | L115 | R315 | T30 | Lora WAN+wMBus | EU 863-870 | COLD | 16 | 157.5
W1 A design | DN15 | 1.6 | L115 | R315 | T50 | Lora WAN+wMBus | EU 863-870 | COLD | 16 | 157.5
W1 A design | DN15 | 1.6 | L115 | R400 | T30 | Lora WAN+wMBus | EU 863-870 | COLD | 16 | 157.5
W1 A design | DN15 | 1.6 | L115 | R400 | T50 | Lora WAN+wMBus | EU 863-870 | COLD | 16 | 157.5
W1 A design | DN15 | 1.6 | L115 | R160 | T30 | Lora WAN+wMBus | EU 863-870 | COLD | 16 | 157.5
W1 A design | DN15 | 1.6 | L115 | R160 | T50 | Lora WAN+wMBus | EU 863-870 | COLD | 16 | 157.5
W1 A design | DN15 | 2.5 | L115 | R250 | T30 | Lora WAN+wMBus | EU 863-870 | COLD | 16 | 157.5
W1 A design | DN15 | 2.5 | L115 | R250 | T50 | Lora WAN+wMBus | EU 863-870 | COLD | 16 | 157.5
W1 A design | DN15 | 2.5 | L115 | R400 | T30 | Lora WAN+wMBus | EU 863-870 | COLD | 16 | 157.5
W1 A design | DN15 | 2.5 | L115 | R400 | T50 | Lora WAN+wMBus | EU 863-870 | COLD | 16 | 157.5
W1 A design | DN15 | 2.5 | L115 | R800 | T30 | Lora WAN+wMBus | EU 863-870 | COLD | 16 | 167.5
W1 A design | DN15 | 2.5 | L115 | R800 | T50 | Lora WAN+wMBus | EU 863-870 | COLD | 16 | 167.5
W1 A design | DN15 | 2.5 | L115 | R160 | T30 | Lora WAN+wMBus | EU 863-870 | COLD | 16 | 157.5
W1 A design | DN15 | 2.5 | L115 | R160 | T50 | Lora WAN+wMBus | EU 863-870 | COLD | 16 | 157.5
W1 A design | DN15 | 2.5 | L115 | R500 | T30 | Lora WAN+wMBus | EU 863-870 | COLD | 16 | 157.5
W1 A design | DN15 | 2.5 | L115 | R500 | T50 | Lora WAN+wMBus | EU 863-870 | COLD | 16 | 157.5
W1 A design | DN15 | 1.6 | L115 | R250 | T30-T70 | Lora WAN+wMBus | EU 863-870 | REST | 16 | 162.5
W1 A design | DN15 | 1.6 | L115 | R250 | T30-T90 | Lora WAN+wMBus | EU 863-870 | REST | 16 | 162.5
W1 A design | DN15 | 1.6 | L115 | R250 | T70 | Lora WAN+wMBus | EU 863-870 | REST | 16 | 162.5
W1 A design | DN15 | 1.6 | L115 | R250 | T90 | Lora WAN+wMBus | EU 863-870 | REST | 16 | 162.5
W1 A design | DN15 | 1.6 | L115 | R315 | T30-T70 | Lora WAN+wMBus | EU 863-870 | REST | 16 | 162.5
W1 A design | DN15 | 1.6 | L115 | R315 | T30-T90 | Lora WAN+wMBus | EU 863-870 | REST | 16 | 162.5
W1 A design | DN15 | 1.6 | L115 | R315 | T70 | Lora WAN+wMBus | EU 863-870 | REST | 16 | 162.5
W1 A design | DN15 | 1.6 | L115 | R315 | T90 | Lora WAN+wMBus | EU 863-870 | REST | 16 | 162.5
W1 A design | DN15 | 1.6 | L115 | R400 | T30-T70 | Lora WAN+wMBus | EU 863-870 | REST | 16 | 162.5
W1 A design | DN15 | 1.6 | L115 | R400 | T30-T90 | Lora WAN+wMBus | EU 863-870 | REST | 16 | 162.5
W1 A design | DN15 | 1.6 | L115 | R400 | T70 | Lora WAN+wMBus | EU 863-870 | REST | 16 | 162.5
W1 A design | DN15 | 1.6 | L115 | R400 | T90 | Lora WAN+wMBus | EU 863-870 | REST | 16 | 162.5
W1 A design | DN15 | 1.6 | L115 | R160 | T30-T90 | Lora WAN+wMBus | EU 863-870 | REST | 16 | 162.5
W1 A design | DN15 | 1.6 | L115 | R160 | T90 | Lora WAN+wMBus | EU 863-870 | REST | 16 | 162.5
W1 A design | DN15 | 2.5 | L115 | R250 | T30-T70 | Lora WAN+wMBus | EU 863-870 | REST | 16 | 162.5
W1 A design | DN15 | 2.5 | L115 | R250 | T30-T90 | Lora WAN+wMBus | EU 863-870 | REST | 16 | 162.5
W1 A design | DN15 | 2.5 | L115 | R250 | T70 | Lora WAN+wMBus | EU 863-870 | REST | 16 | 162.5
W1 A design | DN15 | 2.5 | L115 | R250 | T90 | Lora WAN+wMBus | EU 863-870 | REST | 16 | 162.5
W1 A design | DN15 | 2.5 | L115 | R400 | T30-T70 | Lora WAN+wMBus | EU 863-870 | REST | 16 | 162.5
W1 A design | DN15 | 2.5 | L115 | R400 | T30-T90 | Lora WAN+wMBus | EU 863-870 | REST | 16 | 162.5
W1 A design | DN15 | 2.5 | L115 | R400 | T70 | Lora WAN+wMBus | EU 863-870 | REST | 16 | 162.5
W1 A design | DN15 | 2.5 | L115 | R400 | T90 | Lora WAN+wMBus | EU 863-870 | REST | 16 | 162.5
W1 A design | DN15 | 2.5 | L115 | R800 | T30-T70 | Lora WAN+wMBus | EU 863-870 | REST | 16 | 172.5
W1 A design | DN15 | 2.5 | L115 | R800 | T30-T90 | Lora WAN+wMBus | EU 863-870 | REST | 16 | 172.5
W1 A design | DN15 | 2.5 | L115 | R800 | T70 | Lora WAN+wMBus | EU 863-870 | REST | 16 | 172.5
W1 A design | DN15 | 2.5 | L115 | R800 | T90 | Lora WAN+wMBus | EU 863-870 | REST | 16 | 172.5
W1 A design | DN15 | 2.5 | L115 | R160 | T30-T90 | Lora WAN+wMBus | EU 863-870 | REST | 16 | 162.5
W1 A design | DN15 | 2.5 | L115 | R160 | T90 | Lora WAN+wMBus | EU 863-870 | REST | 16 | 162.5
W1 A design | DN15 | 2.5 | L115 | R500 | T30-T90 | Lora WAN+wMBus | EU 863-870 | REST | 16 | 162.5
W1 A design | DN15 | 2.5 | L115 | R500 | T90 | Lora WAN+wMBus | EU 863-870 | REST | 16 | 162.5
W1 A design | DN15 | 1.6 | L165 | R250 | T30 | Lora WAN+wMBus | EU 863-870 | COLD | 16 | 157.5
W1 A design | DN15 | 1.6 | L165 | R250 | T50 | Lora WAN+wMBus | EU 863-870 | COLD | 16 | 157.5
W1 A design | DN15 | 1.6 | L165 | R315 | T30 | Lora WAN+wMBus | EU 863-870 | COLD | 16 | 157.5
W1 A design | DN15 | 1.6 | L165 | R315 | T50 | Lora WAN+wMBus | EU 863-870 | COLD | 16 | 157.5
W1 A design | DN15 | 1.6 | L165 | R400 | T30 | Lora WAN+wMBus | EU 863-870 | COLD | 16 | 157.5
W1 A design | DN15 | 1.6 | L165 | R400 | T50 | Lora WAN+wMBus | EU 863-870 | COLD | 16 | 157.5
W1 A design | DN15 | 1.6 | L165 | R160 | T30 | Lora WAN+wMBus | EU 863-870 | COLD | 16 | 157.5
W1 A design | DN15 | 1.6 | L165 | R160 | T50 | Lora WAN+wMBus | EU 863-870 | COLD | 16 | 157.5
W1 A design | DN15 | 2.5 | L165 | R250 | T30 | Lora WAN+wMBus | EU 863-870 | COLD | 16 | 157.5
W1 A design | DN15 | 2.5 | L165 | R250 | T50 | Lora WAN+wMBus | EU 863-870 | COLD | 16 | 157.5
W1 A design | DN15 | 2.5 | L165 | R400 | T30 | Lora WAN+wMBus | EU 863-870 | COLD | 16 | 157.5
W1 A design | DN15 | 2.5 | L165 | R400 | T50 | Lora WAN+wMBus | EU 863-870 | COLD | 16 | 157.5
W1 A design | DN15 | 2.5 | L165 | R800 | T30 | Lora WAN+wMBus | EU 863-870 | COLD | 16 | 167.5
W1 A design | DN15 | 2.5 | L165 | R800 | T50 | Lora WAN+wMBus | EU 863-870 | COLD | 16 | 167.5
W1 A design | DN15 | 2.5 | L165 | R160 | T30 | Lora WAN+wMBus | EU 863-870 | COLD | 16 | 157.5
W1 A design | DN15 | 2.5 | L165 | R160 | T50 | Lora WAN+wMBus | EU 863-870 | COLD | 16 | 157.5
W1 A design | DN15 | 2.5 | L165 | R500 | T30 | Lora WAN+wMBus | EU 863-870 | COLD | 16 | 157.5
W1 A design | DN15 | 2.5 | L165 | R500 | T50 | Lora WAN+wMBus | EU 863-870 | COLD | 16 | 157.5
W1 A design | DN15 | 1.6 | L165 | R250 | T30-T70 | Lora WAN+wMBus | EU 863-870 | REST | 16 | 162.5
W1 A design | DN15 | 1.6 | L165 | R250 | T30-T90 | Lora WAN+wMBus | EU 863-870 | REST | 16 | 162.5
W1 A design | DN15 | 1.6 | L165 | R250 | T70 | Lora WAN+wMBus | EU 863-870 | REST | 16 | 162.5
W1 A design | DN15 | 1.6 | L165 | R250 | T90 | Lora WAN+wMBus | EU 863-870 | REST | 16 | 162.5
W1 A design | DN15 | 1.6 | L165 | R315 | T30-T70 | Lora WAN+wMBus | EU 863-870 | REST | 16 | 162.5
W1 A design | DN15 | 1.6 | L165 | R315 | T30-T90 | Lora WAN+wMBus | EU 863-870 | REST | 16 | 162.5
W1 A design | DN15 | 1.6 | L165 | R315 | T70 | Lora WAN+wMBus | EU 863-870 | REST | 16 | 162.5
W1 A design | DN15 | 1.6 | L165 | R315 | T90 | Lora WAN+wMBus | EU 863-870 | REST | 16 | 162.5
W1 A design | DN15 | 1.6 | L165 | R400 | T30-T70 | Lora WAN+wMBus | EU 863-870 | REST | 16 | 162.5
W1 A design | DN15 | 1.6 | L165 | R400 | T30-T90 | Lora WAN+wMBus | EU 863-870 | REST | 16 | 162.5
W1 A design | DN15 | 1.6 | L165 | R400 | T70 | Lora WAN+wMBus | EU 863-870 | REST | 16 | 162.5
W1 A design | DN15 | 1.6 | L165 | R400 | T90 | Lora WAN+wMBus | EU 863-870 | REST | 16 | 162.5
W1 A design | DN15 | 1.6 | L165 | R160 | T30-T90 | Lora WAN+wMBus | EU 863-870 | REST | 16 | 162.5
W1 A design | DN15 | 1.6 | L165 | R160 | T90 | Lora WAN+wMBus | EU 863-870 | REST | 16 | 162.5
W1 A design | DN15 | 2.5 | L165 | R250 | T30-T70 | Lora WAN+wMBus | EU 863-870 | REST | 16 | 162.5
W1 A design | DN15 | 2.5 | L165 | R250 | T30-T90 | Lora WAN+wMBus | EU 863-870 | REST | 16 | 162.5
W1 A design | DN15 | 2.5 | L165 | R250 | T70 | Lora WAN+wMBus | EU 863-870 | REST | 16 | 162.5
W1 A design | DN15 | 2.5 | L165 | R250 | T90 | Lora WAN+wMBus | EU 863-870 | REST | 16 | 162.5
W1 A design | DN15 | 2.5 | L165 | R400 | T30-T70 | Lora WAN+wMBus | EU 863-870 | REST | 16 | 162.5
W1 A design | DN15 | 2.5 | L165 | R400 | T30-T90 | Lora WAN+wMBus | EU 863-870 | REST | 16 | 162.5
W1 A design | DN15 | 2.5 | L165 | R400 | T70 | Lora WAN+wMBus | EU 863-870 | REST | 16 | 162.5
W1 A design | DN15 | 2.5 | L165 | R400 | T90 | Lora WAN+wMBus | EU 863-870 | REST | 16 | 162.5
W1 A design | DN15 | 2.5 | L165 | R800 | T30-T70 | Lora WAN+wMBus | EU 863-870 | REST | 16 | 172.5
W1 A design | DN15 | 2.5 | L165 | R800 | T30-T90 | Lora WAN+wMBus | EU 863-870 | REST | 16 | 172.5
W1 A design | DN15 | 2.5 | L165 | R800 | T70 | Lora WAN+wMBus | EU 863-870 | REST | 16 | 172.5
W1 A design | DN15 | 2.5 | L165 | R800 | T90 | Lora WAN+wMBus | EU 863-870 | REST | 16 | 172.5
W1 A design | DN15 | 2.5 | L165 | R160 | T30-T90 | Lora WAN+wMBus | EU 863-870 | REST | 16 | 162.5
W1 A design | DN15 | 2.5 | L165 | R160 | T90 | Lora WAN+wMBus | EU 863-870 | REST | 16 | 162.5
W1 A design | DN15 | 2.5 | L165 | R500 | T30-T90 | Lora WAN+wMBus | EU 863-870 | REST | 16 | 162.5
W1 A design | DN15 | 2.5 | L165 | R500 | T90 | Lora WAN+wMBus | EU 863-870 | REST | 16 | 162.5
W1 A design | DN15 | 1.6 | L170 | R250 | T30 | Lora WAN+wMBus | EU 863-870 | COLD | 16 | 157.5
W1 A design | DN15 | 1.6 | L170 | R250 | T50 | Lora WAN+wMBus | EU 863-870 | COLD | 16 | 157.5
W1 A design | DN15 | 1.6 | L170 | R315 | T30 | Lora WAN+wMBus | EU 863-870 | COLD | 16 | 157.5
W1 A design | DN15 | 1.6 | L170 | R315 | T50 | Lora WAN+wMBus | EU 863-870 | COLD | 16 | 157.5
W1 A design | DN15 | 1.6 | L170 | R400 | T30 | Lora WAN+wMBus | EU 863-870 | COLD | 16 | 157.5
W1 A design | DN15 | 1.6 | L170 | R400 | T50 | Lora WAN+wMBus | EU 863-870 | COLD | 16 | 157.5
W1 A design | DN15 | 1.6 | L170 | R160 | T30 | Lora WAN+wMBus | EU 863-870 | COLD | 16 | 157.5
W1 A design | DN15 | 1.6 | L170 | R160 | T50 | Lora WAN+wMBus | EU 863-870 | COLD | 16 | 157.5
W1 A design | DN15 | 2.5 | L170 | R250 | T30 | Lora WAN+wMBus | EU 863-870 | COLD | 16 | 157.5
W1 A design | DN15 | 2.5 | L170 | R250 | T50 | Lora WAN+wMBus | EU 863-870 | COLD | 16 | 157.5
W1 A design | DN15 | 2.5 | L170 | R400 | T30 | Lora WAN+wMBus | EU 863-870 | COLD | 16 | 157.5
W1 A design | DN15 | 2.5 | L170 | R400 | T50 | Lora WAN+wMBus | EU 863-870 | COLD | 16 | 157.5
W1 A design | DN15 | 2.5 | L170 | R800 | T30 | Lora WAN+wMBus | EU 863-870 | COLD | 16 | 167.5
W1 A design | DN15 | 2.5 | L170 | R800 | T50 | Lora WAN+wMBus | EU 863-870 | COLD | 16 | 167.5
W1 A design | DN15 | 2.5 | L170 | R160 | T30 | Lora WAN+wMBus | EU 863-870 | COLD | 16 | 157.5
W1 A design | DN15 | 2.5 | L170 | R160 | T50 | Lora WAN+wMBus | EU 863-870 | COLD | 16 | 157.5
W1 A design | DN15 | 2.5 | L170 | R500 | T30 | Lora WAN+wMBus | EU 863-870 | COLD | 16 | 157.5
W1 A design | DN15 | 2.5 | L170 | R500 | T50 | Lora WAN+wMBus | EU 863-870 | COLD | 16 | 157.5
W1 A design | DN15 | 1.6 | L170 | R250 | T30-T70 | Lora WAN+wMBus | EU 863-870 | REST | 16 | 162.5
W1 A design | DN15 | 1.6 | L170 | R250 | T30-T90 | Lora WAN+wMBus | EU 863-870 | REST | 16 | 162.5
W1 A design | DN15 | 1.6 | L170 | R250 | T70 | Lora WAN+wMBus | EU 863-870 | REST | 16 | 162.5
W1 A design | DN15 | 1.6 | L170 | R250 | T90 | Lora WAN+wMBus | EU 863-870 | REST | 16 | 162.5
W1 A design | DN15 | 1.6 | L170 | R315 | T30-T70 | Lora WAN+wMBus | EU 863-870 | REST | 16 | 162.5
W1 A design | DN15 | 1.6 | L170 | R315 | T30-T90 | Lora WAN+wMBus | EU 863-870 | REST | 16 | 162.5
W1 A design | DN15 | 1.6 | L170 | R315 | T70 | Lora WAN+wMBus | EU 863-870 | REST | 16 | 162.5
W1 A design | DN15 | 1.6 | L170 | R315 | T90 | Lora WAN+wMBus | EU 863-870 | REST | 16 | 162.5
W1 A design | DN15 | 1.6 | L170 | R400 | T30-T70 | Lora WAN+wMBus | EU 863-870 | REST | 16 | 162.5
W1 A design | DN15 | 1.6 | L170 | R400 | T30-T90 | Lora WAN+wMBus | EU 863-870 | REST | 16 | 162.5
W1 A design | DN15 | 1.6 | L170 | R400 | T70 | Lora WAN+wMBus | EU 863-870 | REST | 16 | 162.5
W1 A design | DN15 | 1.6 | L170 | R400 | T90 | Lora WAN+wMBus | EU 863-870 | REST | 16 | 162.5
W1 A design | DN15 | 1.6 | L170 | R160 | T30-T90 | Lora WAN+wMBus | EU 863-870 | REST | 16 | 162.5
W1 A design | DN15 | 1.6 | L170 | R160 | T90 | Lora WAN+wMBus | EU 863-870 | REST | 16 | 162.5
W1 A design | DN15 | 2.5 | L170 | R250 | T30-T70 | Lora WAN+wMBus | EU 863-870 | REST | 16 | 162.5
W1 A design | DN15 | 2.5 | L170 | R250 | T30-T90 | Lora WAN+wMBus | EU 863-870 | REST | 16 | 162.5
W1 A design | DN15 | 2.5 | L170 | R250 | T70 | Lora WAN+wMBus | EU 863-870 | REST | 16 | 162.5
W1 A design | DN15 | 2.5 | L170 | R250 | T90 | Lora WAN+wMBus | EU 863-870 | REST | 16 | 162.5
W1 A design | DN15 | 2.5 | L170 | R400 | T30-T70 | Lora WAN+wMBus | EU 863-870 | REST | 16 | 162.5
W1 A design | DN15 | 2.5 | L170 | R400 | T30-T90 | Lora WAN+wMBus | EU 863-870 | REST | 16 | 162.5
W1 A design | DN15 | 2.5 | L170 | R400 | T70 | Lora WAN+wMBus | EU 863-870 | REST | 16 | 162.5
W1 A design | DN15 | 2.5 | L170 | R400 | T90 | Lora WAN+wMBus | EU 863-870 | REST | 16 | 162.5
W1 A design | DN15 | 2.5 | L170 | R800 | T30-T70 | Lora WAN+wMBus | EU 863-870 | REST | 16 | 172.5
W1 A design | DN15 | 2.5 | L170 | R800 | T30-T90 | Lora WAN+wMBus | EU 863-870 | REST | 16 | 172.5
W1 A design | DN15 | 2.5 | L170 | R800 | T70 | Lora WAN+wMBus | EU 863-870 | REST | 16 | 172.5
W1 A design | DN15 | 2.5 | L170 | R800 | T90 | Lora WAN+wMBus | EU 863-870 | REST | 16 | 172.5
W1 A design | DN15 | 2.5 | L170 | R160 | T30-T90 | Lora WAN+wMBus | EU 863-870 | REST | 16 | 162.5
W1 A design | DN15 | 2.5 | L170 | R160 | T90 | Lora WAN+wMBus | EU 863-870 | REST | 16 | 162.5
W1 A design | DN15 | 2.5 | L170 | R500 | T30-T90 | Lora WAN+wMBus | EU 863-870 | REST | 16 | 162.5
W1 A design | DN15 | 2.5 | L170 | R500 | T90 | Lora WAN+wMBus | EU 863-870 | REST | 16 | 162.5
W1 A design | DN15 | 1.6 | L80 | R250 | T30 | Lora WAN+wMBus | EU 863-870 | COLD | 16 | 157.5
W1 A design | DN15 | 1.6 | L80 | R250 | T50 | Lora WAN+wMBus | EU 863-870 | COLD | 16 | 157.5
W1 A design | DN15 | 1.6 | L80 | R315 | T30 | Lora WAN+wMBus | EU 863-870 | COLD | 16 | 157.5
W1 A design | DN15 | 1.6 | L80 | R315 | T50 | Lora WAN+wMBus | EU 863-870 | COLD | 16 | 157.5
W1 A design | DN15 | 1.6 | L80 | R400 | T30 | Lora WAN+wMBus | EU 863-870 | COLD | 16 | 157.5
W1 A design | DN15 | 1.6 | L80 | R400 | T50 | Lora WAN+wMBus | EU 863-870 | COLD | 16 | 157.5
W1 A design | DN15 | 1.6 | L80 | R160 | T30 | Lora WAN+wMBus | EU 863-870 | COLD | 16 | 157.5
W1 A design | DN15 | 1.6 | L80 | R160 | T50 | Lora WAN+wMBus | EU 863-870 | COLD | 16 | 157.5
W1 A design | DN15 | 2.5 | L80 | R250 | T30 | Lora WAN+wMBus | EU 863-870 | COLD | 16 | 157.5
W1 A design | DN15 | 2.5 | L80 | R250 | T50 | Lora WAN+wMBus | EU 863-870 | COLD | 16 | 157.5
W1 A design | DN15 | 2.5 | L80 | R400 | T30 | Lora WAN+wMBus | EU 863-870 | COLD | 16 | 157.5
W1 A design | DN15 | 2.5 | L80 | R400 | T50 | Lora WAN+wMBus | EU 863-870 | COLD | 16 | 157.5
W1 A design | DN15 | 2.5 | L80 | R800 | T30 | Lora WAN+wMBus | EU 863-870 | COLD | 16 | 167.5
W1 A design | DN15 | 2.5 | L80 | R800 | T50 | Lora WAN+wMBus | EU 863-870 | COLD | 16 | 167.5
W1 A design | DN15 | 2.5 | L80 | R160 | T30 | Lora WAN+wMBus | EU 863-870 | COLD | 16 | 157.5
W1 A design | DN15 | 2.5 | L80 | R160 | T50 | Lora WAN+wMBus | EU 863-870 | COLD | 16 | 157.5
W1 A design | DN15 | 2.5 | L80 | R500 | T30 | Lora WAN+wMBus | EU 863-870 | COLD | 16 | 157.5
W1 A design | DN15 | 2.5 | L80 | R500 | T50 | Lora WAN+wMBus | EU 863-870 | COLD | 16 | 157.5
W1 A design | DN15 | 1.6 | L80 | R250 | T30-T70 | Lora WAN+wMBus | EU 863-870 | REST | 16 | 162.5
W1 A design | DN15 | 1.6 | L80 | R250 | T30-T90 | Lora WAN+wMBus | EU 863-870 | REST | 16 | 162.5
W1 A design | DN15 | 1.6 | L80 | R250 | T70 | Lora WAN+wMBus | EU 863-870 | REST | 16 | 162.5
W1 A design | DN15 | 1.6 | L80 | R250 | T90 | Lora WAN+wMBus | EU 863-870 | REST | 16 | 162.5
W1 A design | DN15 | 1.6 | L80 | R315 | T30-T70 | Lora WAN+wMBus | EU 863-870 | REST | 16 | 162.5
W1 A design | DN15 | 1.6 | L80 | R315 | T30-T90 | Lora WAN+wMBus | EU 863-870 | REST | 16 | 162.5
W1 A design | DN15 | 1.6 | L80 | R315 | T70 | Lora WAN+wMBus | EU 863-870 | REST | 16 | 162.5
W1 A design | DN15 | 1.6 | L80 | R315 | T90 | Lora WAN+wMBus | EU 863-870 | REST | 16 | 162.5
W1 A design | DN15 | 1.6 | L80 | R400 | T30-T70 | Lora WAN+wMBus | EU 863-870 | REST | 16 | 162.5
W1 A design | DN15 | 1.6 | L80 | R400 | T30-T90 | Lora WAN+wMBus | EU 863-870 | REST | 16 | 162.5
W1 A design | DN15 | 1.6 | L80 | R400 | T70 | Lora WAN+wMBus | EU 863-870 | REST | 16 | 162.5
W1 A design | DN15 | 1.6 | L80 | R400 | T90 | Lora WAN+wMBus | EU 863-870 | REST | 16 | 162.5
W1 A design | DN15 | 1.6 | L80 | R160 | T30-T90 | Lora WAN+wMBus | EU 863-870 | REST | 16 | 162.5
W1 A design | DN15 | 1.6 | L80 | R160 | T90 | Lora WAN+wMBus | EU 863-870 | REST | 16 | 162.5
W1 A design | DN15 | 2.5 | L80 | R250 | T30-T70 | Lora WAN+wMBus | EU 863-870 | REST | 16 | 162.5
W1 A design | DN15 | 2.5 | L80 | R250 | T30-T90 | Lora WAN+wMBus | EU 863-870 | REST | 16 | 162.5
W1 A design | DN15 | 2.5 | L80 | R250 | T70 | Lora WAN+wMBus | EU 863-870 | REST | 16 | 162.5
W1 A design | DN15 | 2.5 | L80 | R250 | T90 | Lora WAN+wMBus | EU 863-870 | REST | 16 | 162.5
W1 A design | DN15 | 2.5 | L80 | R400 | T30-T70 | Lora WAN+wMBus | EU 863-870 | REST | 16 | 162.5
W1 A design | DN15 | 2.5 | L80 | R400 | T30-T90 | Lora WAN+wMBus | EU 863-870 | REST | 16 | 162.5
W1 A design | DN15 | 2.5 | L80 | R400 | T70 | Lora WAN+wMBus | EU 863-870 | REST | 16 | 162.5
W1 A design | DN15 | 2.5 | L80 | R400 | T90 | Lora WAN+wMBus | EU 863-870 | REST | 16 | 162.5
W1 A design | DN15 | 2.5 | L80 | R800 | T30-T70 | Lora WAN+wMBus | EU 863-870 | REST | 16 | 172.5
W1 A design | DN15 | 2.5 | L80 | R800 | T30-T90 | Lora WAN+wMBus | EU 863-870 | REST | 16 | 172.5
W1 A design | DN15 | 2.5 | L80 | R800 | T70 | Lora WAN+wMBus | EU 863-870 | REST | 16 | 172.5
W1 A design | DN15 | 2.5 | L80 | R800 | T90 | Lora WAN+wMBus | EU 863-870 | REST | 16 | 172.5
W1 A design | DN15 | 2.5 | L80 | R160 | T30-T90 | Lora WAN+wMBus | EU 863-870 | REST | 16 | 162.5
W1 A design | DN15 | 2.5 | L80 | R160 | T90 | Lora WAN+wMBus | EU 863-870 | REST | 16 | 162.5
W1 A design | DN15 | 2.5 | L80 | R500 | T30-T90 | Lora WAN+wMBus | EU 863-870 | REST | 16 | 162.5
W1 A design | DN15 | 2.5 | L80 | R500 | T90 | Lora WAN+wMBus | EU 863-870 | REST | 16 | 162.5
W1 A design | DN20 | 2.5 | L105 | R250 | T30 | Lora WAN+wMBus | EU 863-870 | COLD | 16 | 157.5
W1 A design | DN20 | 2.5 | L105 | R250 | T50 | Lora WAN+wMBus | EU 863-870 | COLD | 16 | 157.5
W1 A design | DN20 | 2.5 | L105 | R400 | T30 | Lora WAN+wMBus | EU 863-870 | COLD | 16 | 157.5
W1 A design | DN20 | 2.5 | L105 | R400 | T50 | Lora WAN+wMBus | EU 863-870 | COLD | 16 | 157.5
W1 A design | DN20 | 2.5 | L105 | R160 | T30 | Lora WAN+wMBus | EU 863-870 | COLD | 16 | 157.5
W1 A design | DN20 | 2.5 | L105 | R160 | T50 | Lora WAN+wMBus | EU 863-870 | COLD | 16 | 157.5
W1 A design | DN20 | 4 | L105 | R250 | T30 | Lora WAN+wMBus | EU 863-870 | COLD | 16 | 157.5
W1 A design | DN20 | 4 | L105 | R250 | T50 | Lora WAN+wMBus | EU 863-870 | COLD | 16 | 157.5
W1 A design | DN20 | 4 | L105 | R400 | T30 | Lora WAN+wMBus | EU 863-870 | COLD | 16 | 157.5
W1 A design | DN20 | 4 | L105 | R400 | T50 | Lora WAN+wMBus | EU 863-870 | COLD | 16 | 157.5
W1 A design | DN20 | 4 | L105 | R800 | T30 | Lora WAN+wMBus | EU 863-870 | COLD | 16 | 167.5
W1 A design | DN20 | 4 | L105 | R800 | T50 | Lora WAN+wMBus | EU 863-870 | COLD | 16 | 167.5
W1 A design | DN20 | 4 | L105 | R160 | T30 | Lora WAN+wMBus | EU 863-870 | COLD | 16 | 157.5
W1 A design | DN20 | 4 | L105 | R160 | T50 | Lora WAN+wMBus | EU 863-870 | COLD | 16 | 157.5
W1 A design | DN20 | 4 | L105 | R500 | T30 | Lora WAN+wMBus | EU 863-870 | COLD | 16 | 157.5
W1 A design | DN20 | 4 | L105 | R500 | T50 | Lora WAN+wMBus | EU 863-870 | COLD | 16 | 157.5
W1 A design | DN20 | 2.5 | L105 | R250 | T30-T70 | Lora WAN+wMBus | EU 863-870 | REST | 16 | 162.5
W1 A design | DN20 | 2.5 | L105 | R250 | T30-T90 | Lora WAN+wMBus | EU 863-870 | REST | 16 | 162.5
W1 A design | DN20 | 2.5 | L105 | R250 | T70 | Lora WAN+wMBus | EU 863-870 | REST | 16 | 162.5
W1 A design | DN20 | 2.5 | L105 | R250 | T90 | Lora WAN+wMBus | EU 863-870 | REST | 16 | 162.5
W1 A design | DN20 | 2.5 | L105 | R400 | T30-T70 | Lora WAN+wMBus | EU 863-870 | REST | 16 | 162.5
W1 A design | DN20 | 2.5 | L105 | R400 | T30-T90 | Lora WAN+wMBus | EU 863-870 | REST | 16 | 162.5
W1 A design | DN20 | 2.5 | L105 | R400 | T70 | Lora WAN+wMBus | EU 863-870 | REST | 16 | 162.5
W1 A design | DN20 | 2.5 | L105 | R400 | T90 | Lora WAN+wMBus | EU 863-870 | REST | 16 | 162.5
W1 A design | DN20 | 2.5 | L105 | R160 | T30-T90 | Lora WAN+wMBus | EU 863-870 | REST | 16 | 162.5
W1 A design | DN20 | 2.5 | L105 | R160 | T90 | Lora WAN+wMBus | EU 863-870 | REST | 16 | 162.5
W1 A design | DN20 | 4 | L105 | R250 | T30-T70 | Lora WAN+wMBus | EU 863-870 | REST | 16 | 162.5
W1 A design | DN20 | 4 | L105 | R250 | T30-T90 | Lora WAN+wMBus | EU 863-870 | REST | 16 | 162.5
W1 A design | DN20 | 4 | L105 | R250 | T70 | Lora WAN+wMBus | EU 863-870 | REST | 16 | 162.5
W1 A design | DN20 | 4 | L105 | R250 | T90 | Lora WAN+wMBus | EU 863-870 | REST | 16 | 162.5
W1 A design | DN20 | 4 | L105 | R400 | T30-T70 | Lora WAN+wMBus | EU 863-870 | REST | 16 | 162.5
W1 A design | DN20 | 4 | L105 | R400 | T30-T90 | Lora WAN+wMBus | EU 863-870 | REST | 16 | 162.5
W1 A design | DN20 | 4 | L105 | R400 | T70 | Lora WAN+wMBus | EU 863-870 | REST | 16 | 162.5
W1 A design | DN20 | 4 | L105 | R400 | T90 | Lora WAN+wMBus | EU 863-870 | REST | 16 | 162.5
W1 A design | DN20 | 4 | L105 | R800 | T30-T70 | Lora WAN+wMBus | EU 863-870 | REST | 16 | 172.5
W1 A design | DN20 | 4 | L105 | R800 | T30-T90 | Lora WAN+wMBus | EU 863-870 | REST | 16 | 172.5
W1 A design | DN20 | 4 | L105 | R800 | T70 | Lora WAN+wMBus | EU 863-870 | REST | 16 | 172.5
W1 A design | DN20 | 4 | L105 | R800 | T90 | Lora WAN+wMBus | EU 863-870 | REST | 16 | 172.5
W1 A design | DN20 | 4 | L105 | R160 | T30-T90 | Lora WAN+wMBus | EU 863-870 | REST | 16 | 162.5
W1 A design | DN20 | 4 | L105 | R160 | T90 | Lora WAN+wMBus | EU 863-870 | REST | 16 | 162.5
W1 A design | DN20 | 4 | L105 | R500 | T30-T90 | Lora WAN+wMBus | EU 863-870 | REST | 16 | 162.5
W1 A design | DN20 | 4 | L105 | R500 | T90 | Lora WAN+wMBus | EU 863-870 | REST | 16 | 162.5
W1 A design | DN20 | 2.5 | L110 | R250 | T30 | Lora WAN+wMBus | EU 863-870 | COLD | 16 | 157.5
W1 A design | DN20 | 2.5 | L110 | R250 | T50 | Lora WAN+wMBus | EU 863-870 | COLD | 16 | 157.5
W1 A design | DN20 | 2.5 | L110 | R400 | T30 | Lora WAN+wMBus | EU 863-870 | COLD | 16 | 157.5
W1 A design | DN20 | 2.5 | L110 | R400 | T50 | Lora WAN+wMBus | EU 863-870 | COLD | 16 | 157.5
W1 A design | DN20 | 2.5 | L110 | R160 | T30 | Lora WAN+wMBus | EU 863-870 | COLD | 16 | 157.5
W1 A design | DN20 | 2.5 | L110 | R160 | T50 | Lora WAN+wMBus | EU 863-870 | COLD | 16 | 157.5
W1 A design | DN20 | 4 | L110 | R250 | T30 | Lora WAN+wMBus | EU 863-870 | COLD | 16 | 157.5
W1 A design | DN20 | 4 | L110 | R250 | T50 | Lora WAN+wMBus | EU 863-870 | COLD | 16 | 157.5
W1 A design | DN20 | 4 | L110 | R400 | T30 | Lora WAN+wMBus | EU 863-870 | COLD | 16 | 157.5
W1 A design | DN20 | 4 | L110 | R400 | T50 | Lora WAN+wMBus | EU 863-870 | COLD | 16 | 157.5
W1 A design | DN20 | 4 | L110 | R800 | T30 | Lora WAN+wMBus | EU 863-870 | COLD | 16 | 167.5
W1 A design | DN20 | 4 | L110 | R800 | T50 | Lora WAN+wMBus | EU 863-870 | COLD | 16 | 167.5
W1 A design | DN20 | 4 | L110 | R160 | T30 | Lora WAN+wMBus | EU 863-870 | COLD | 16 | 157.5
W1 A design | DN20 | 4 | L110 | R160 | T50 | Lora WAN+wMBus | EU 863-870 | COLD | 16 | 157.5
W1 A design | DN20 | 4 | L110 | R500 | T30 | Lora WAN+wMBus | EU 863-870 | COLD | 16 | 157.5
W1 A design | DN20 | 4 | L110 | R500 | T50 | Lora WAN+wMBus | EU 863-870 | COLD | 16 | 157.5
W1 A design | DN20 | 2.5 | L110 | R250 | T30-T70 | Lora WAN+wMBus | EU 863-870 | REST | 16 | 162.5
W1 A design | DN20 | 2.5 | L110 | R250 | T30-T90 | Lora WAN+wMBus | EU 863-870 | REST | 16 | 162.5
W1 A design | DN20 | 2.5 | L110 | R250 | T70 | Lora WAN+wMBus | EU 863-870 | REST | 16 | 162.5
W1 A design | DN20 | 2.5 | L110 | R250 | T90 | Lora WAN+wMBus | EU 863-870 | REST | 16 | 162.5
W1 A design | DN20 | 2.5 | L110 | R400 | T30-T70 | Lora WAN+wMBus | EU 863-870 | REST | 16 | 162.5
W1 A design | DN20 | 2.5 | L110 | R400 | T30-T90 | Lora WAN+wMBus | EU 863-870 | REST | 16 | 162.5
W1 A design | DN20 | 2.5 | L110 | R400 | T70 | Lora WAN+wMBus | EU 863-870 | REST | 16 | 162.5
W1 A design | DN20 | 2.5 | L110 | R400 | T90 | Lora WAN+wMBus | EU 863-870 | REST | 16 | 162.5
W1 A design | DN20 | 2.5 | L110 | R160 | T30-T90 | Lora WAN+wMBus | EU 863-870 | REST | 16 | 162.5
W1 A design | DN20 | 2.5 | L110 | R160 | T90 | Lora WAN+wMBus | EU 863-870 | REST | 16 | 162.5
W1 A design | DN20 | 4 | L110 | R250 | T30-T70 | Lora WAN+wMBus | EU 863-870 | REST | 16 | 162.5
W1 A design | DN20 | 4 | L110 | R250 | T30-T90 | Lora WAN+wMBus | EU 863-870 | REST | 16 | 162.5
W1 A design | DN20 | 4 | L110 | R250 | T70 | Lora WAN+wMBus | EU 863-870 | REST | 16 | 162.5
W1 A design | DN20 | 4 | L110 | R250 | T90 | Lora WAN+wMBus | EU 863-870 | REST | 16 | 162.5
W1 A design | DN20 | 4 | L110 | R400 | T30-T70 | Lora WAN+wMBus | EU 863-870 | REST | 16 | 162.5
W1 A design | DN20 | 4 | L110 | R400 | T30-T90 | Lora WAN+wMBus | EU 863-870 | REST | 16 | 162.5
W1 A design | DN20 | 4 | L110 | R400 | T70 | Lora WAN+wMBus | EU 863-870 | REST | 16 | 162.5
W1 A design | DN20 | 4 | L110 | R400 | T90 | Lora WAN+wMBus | EU 863-870 | REST | 16 | 162.5
W1 A design | DN20 | 4 | L110 | R800 | T30-T70 | Lora WAN+wMBus | EU 863-870 | REST | 16 | 172.5
W1 A design | DN20 | 4 | L110 | R800 | T30-T90 | Lora WAN+wMBus | EU 863-870 | REST | 16 | 172.5
W1 A design | DN20 | 4 | L110 | R800 | T70 | Lora WAN+wMBus | EU 863-870 | REST | 16 | 172.5
W1 A design | DN20 | 4 | L110 | R800 | T90 | Lora WAN+wMBus | EU 863-870 | REST | 16 | 172.5
W1 A design | DN20 | 4 | L110 | R160 | T30-T90 | Lora WAN+wMBus | EU 863-870 | REST | 16 | 162.5
W1 A design | DN20 | 4 | L110 | R160 | T90 | Lora WAN+wMBus | EU 863-870 | REST | 16 | 162.5
W1 A design | DN20 | 4 | L110 | R500 | T30-T90 | Lora WAN+wMBus | EU 863-870 | REST | 16 | 162.5
W1 A design | DN20 | 4 | L110 | R500 | T90 | Lora WAN+wMBus | EU 863-870 | REST | 16 | 162.5
W1 A design | DN20 | 2.5 | L130 | R250 | T30 | Lora WAN+wMBus | EU 863-870 | COLD | 16 | 157.5
W1 A design | DN20 | 2.5 | L130 | R250 | T50 | Lora WAN+wMBus | EU 863-870 | COLD | 16 | 157.5
W1 A design | DN20 | 2.5 | L130 | R400 | T30 | Lora WAN+wMBus | EU 863-870 | COLD | 16 | 157.5
W1 A design | DN20 | 2.5 | L130 | R400 | T50 | Lora WAN+wMBus | EU 863-870 | COLD | 16 | 157.5
W1 A design | DN20 | 2.5 | L130 | R160 | T30 | Lora WAN+wMBus | EU 863-870 | COLD | 16 | 157.5
W1 A design | DN20 | 2.5 | L130 | R160 | T50 | Lora WAN+wMBus | EU 863-870 | COLD | 16 | 157.5
W1 A design | DN20 | 4 | L130 | R250 | T30 | Lora WAN+wMBus | EU 863-870 | COLD | 16 | 157.5
W1 A design | DN20 | 4 | L130 | R250 | T50 | Lora WAN+wMBus | EU 863-870 | COLD | 16 | 157.5
W1 A design | DN20 | 4 | L130 | R400 | T30 | Lora WAN+wMBus | EU 863-870 | COLD | 16 | 157.5
W1 A design | DN20 | 4 | L130 | R400 | T50 | Lora WAN+wMBus | EU 863-870 | COLD | 16 | 157.5
W1 A design | DN20 | 4 | L130 | R80 | T30 | Lora WAN+wMBus | EU 863-870 | COLD | 16 | 157.5
W1 A design | DN20 | 4 | L130 | R80 | T50 | Lora WAN+wMBus | EU 863-870 | COLD | 16 | 157.5
W1 A design | DN20 | 4 | L130 | R800 | T30 | Lora WAN+wMBus | EU 863-870 | COLD | 16 | 167.5
W1 A design | DN20 | 4 | L130 | R800 | T50 | Lora WAN+wMBus | EU 863-870 | COLD | 16 | 167.5
W1 A design | DN20 | 4 | L130 | R160 | T30 | Lora WAN+wMBus | EU 863-870 | COLD | 16 | 157.5
W1 A design | DN20 | 4 | L130 | R160 | T50 | Lora WAN+wMBus | EU 863-870 | COLD | 16 | 157.5
W1 A design | DN20 | 4 | L130 | R500 | T30 | Lora WAN+wMBus | EU 863-870 | COLD | 16 | 157.5
W1 A design | DN20 | 4 | L130 | R500 | T50 | Lora WAN+wMBus | EU 863-870 | COLD | 16 | 157.5
W1 A design | DN20 | 2.5 | L130 | R250 | T30-T70 | Lora WAN+wMBus | EU 863-870 | REST | 16 | 162.5
W1 A design | DN20 | 2.5 | L130 | R250 | T30-T90 | Lora WAN+wMBus | EU 863-870 | REST | 16 | 162.5
W1 A design | DN20 | 2.5 | L130 | R250 | T70 | Lora WAN+wMBus | EU 863-870 | REST | 16 | 162.5
W1 A design | DN20 | 2.5 | L130 | R250 | T90 | Lora WAN+wMBus | EU 863-870 | REST | 16 | 162.5
W1 A design | DN20 | 2.5 | L130 | R400 | T30-T70 | Lora WAN+wMBus | EU 863-870 | REST | 16 | 162.5
W1 A design | DN20 | 2.5 | L130 | R400 | T30-T90 | Lora WAN+wMBus | EU 863-870 | REST | 16 | 162.5
W1 A design | DN20 | 2.5 | L130 | R400 | T70 | Lora WAN+wMBus | EU 863-870 | REST | 16 | 162.5
W1 A design | DN20 | 2.5 | L130 | R400 | T90 | Lora WAN+wMBus | EU 863-870 | REST | 16 | 162.5
W1 A design | DN20 | 2.5 | L130 | R160 | T30-T90 | Lora WAN+wMBus | EU 863-870 | REST | 16 | 162.5
W1 A design | DN20 | 2.5 | L130 | R160 | T90 | Lora WAN+wMBus | EU 863-870 | REST | 16 | 162.5
W1 A design | DN20 | 4 | L130 | R250 | T30-T70 | Lora WAN+wMBus | EU 863-870 | REST | 16 | 162.5
W1 A design | DN20 | 4 | L130 | R250 | T30-T90 | Lora WAN+wMBus | EU 863-870 | REST | 16 | 162.5
W1 A design | DN20 | 4 | L130 | R250 | T70 | Lora WAN+wMBus | EU 863-870 | REST | 16 | 162.5
W1 A design | DN20 | 4 | L130 | R250 | T90 | Lora WAN+wMBus | EU 863-870 | REST | 16 | 162.5
W1 A design | DN20 | 4 | L130 | R400 | T30-T70 | Lora WAN+wMBus | EU 863-870 | REST | 16 | 162.5
W1 A design | DN20 | 4 | L130 | R400 | T30-T90 | Lora WAN+wMBus | EU 863-870 | REST | 16 | 162.5
W1 A design | DN20 | 4 | L130 | R400 | T70 | Lora WAN+wMBus | EU 863-870 | REST | 16 | 162.5
W1 A design | DN20 | 4 | L130 | R400 | T90 | Lora WAN+wMBus | EU 863-870 | REST | 16 | 162.5
W1 A design | DN20 | 4 | L130 | R80 | T30-T70 | Lora WAN+wMBus | EU 863-870 | REST | 16 | 162.5
W1 A design | DN20 | 4 | L130 | R80 | T30-T90 | Lora WAN+wMBus | EU 863-870 | REST | 16 | 162.5
W1 A design | DN20 | 4 | L130 | R80 | T70 | Lora WAN+wMBus | EU 863-870 | REST | 16 | 162.5
W1 A design | DN20 | 4 | L130 | R80 | T90 | Lora WAN+wMBus | EU 863-870 | REST | 16 | 162.5
W1 A design | DN20 | 4 | L130 | R800 | T30-T70 | Lora WAN+wMBus | EU 863-870 | REST | 16 | 172.5
W1 A design | DN20 | 4 | L130 | R800 | T30-T90 | Lora WAN+wMBus | EU 863-870 | REST | 16 | 172.5
W1 A design | DN20 | 4 | L130 | R800 | T70 | Lora WAN+wMBus | EU 863-870 | REST | 16 | 172.5
W1 A design | DN20 | 4 | L130 | R800 | T90 | Lora WAN+wMBus | EU 863-870 | REST | 16 | 172.5
W1 A design | DN20 | 4 | L130 | R160 | T30-T90 | Lora WAN+wMBus | EU 863-870 | REST | 16 | 162.5
W1 A design | DN20 | 4 | L130 | R160 | T90 | Lora WAN+wMBus | EU 863-870 | REST | 16 | 162.5
W1 A design | DN20 | 4 | L130 | R500 | T30-T90 | Lora WAN+wMBus | EU 863-870 | REST | 16 | 162.5
W1 A design | DN20 | 4 | L130 | R500 | T90 | Lora WAN+wMBus | EU 863-870 | REST | 16 | 162.5
W1 A design | DN20 | 2.5 | L130 SU IGILINIMU | R250 | T30 | Lora WAN+wMBus | EU 863-870 | COLD | 16 | 157.5
W1 A design | DN20 | 2.5 | L130 SU IGILINIMU | R250 | T50 | Lora WAN+wMBus | EU 863-870 | COLD | 16 | 157.5
W1 A design | DN20 | 2.5 | L130 SU IGILINIMU | R400 | T30 | Lora WAN+wMBus | EU 863-870 | COLD | 16 | 157.5
W1 A design | DN20 | 2.5 | L130 SU IGILINIMU | R400 | T50 | Lora WAN+wMBus | EU 863-870 | COLD | 16 | 157.5
W1 A design | DN20 | 2.5 | L130 SU IGILINIMU | R160 | T30 | Lora WAN+wMBus | EU 863-870 | COLD | 16 | 157.5
W1 A design | DN20 | 2.5 | L130 SU IGILINIMU | R160 | T50 | Lora WAN+wMBus | EU 863-870 | COLD | 16 | 157.5
W1 A design | DN20 | 4 | L130 SU IGILINIMU | R250 | T30 | Lora WAN+wMBus | EU 863-870 | COLD | 16 | 157.5
W1 A design | DN20 | 4 | L130 SU IGILINIMU | R250 | T50 | Lora WAN+wMBus | EU 863-870 | COLD | 16 | 157.5
W1 A design | DN20 | 4 | L130 SU IGILINIMU | R400 | T30 | Lora WAN+wMBus | EU 863-870 | COLD | 16 | 157.5
W1 A design | DN20 | 4 | L130 SU IGILINIMU | R400 | T50 | Lora WAN+wMBus | EU 863-870 | COLD | 16 | 157.5
W1 A design | DN20 | 4 | L130 SU IGILINIMU | R80 | T30 | Lora WAN+wMBus | EU 863-870 | COLD | 16 | 157.5
W1 A design | DN20 | 4 | L130 SU IGILINIMU | R80 | T50 | Lora WAN+wMBus | EU 863-870 | COLD | 16 | 157.5
W1 A design | DN20 | 4 | L130 SU IGILINIMU | R800 | T30 | Lora WAN+wMBus | EU 863-870 | COLD | 16 | 167.5
W1 A design | DN20 | 4 | L130 SU IGILINIMU | R800 | T50 | Lora WAN+wMBus | EU 863-870 | COLD | 16 | 167.5
W1 A design | DN20 | 4 | L130 SU IGILINIMU | R160 | T30 | Lora WAN+wMBus | EU 863-870 | COLD | 16 | 157.5
W1 A design | DN20 | 4 | L130 SU IGILINIMU | R160 | T50 | Lora WAN+wMBus | EU 863-870 | COLD | 16 | 157.5
W1 A design | DN20 | 4 | L130 SU IGILINIMU | R500 | T30 | Lora WAN+wMBus | EU 863-870 | COLD | 16 | 157.5
W1 A design | DN20 | 4 | L130 SU IGILINIMU | R500 | T50 | Lora WAN+wMBus | EU 863-870 | COLD | 16 | 157.5
W1 A design | DN20 | 2.5 | L130 SU IGILINIMU | R250 | T30-T70 | Lora WAN+wMBus | EU 863-870 | REST | 16 | 162.5
W1 A design | DN20 | 2.5 | L130 SU IGILINIMU | R250 | T30-T90 | Lora WAN+wMBus | EU 863-870 | REST | 16 | 162.5
W1 A design | DN20 | 2.5 | L130 SU IGILINIMU | R250 | T70 | Lora WAN+wMBus | EU 863-870 | REST | 16 | 162.5
W1 A design | DN20 | 2.5 | L130 SU IGILINIMU | R250 | T90 | Lora WAN+wMBus | EU 863-870 | REST | 16 | 162.5
W1 A design | DN20 | 2.5 | L130 SU IGILINIMU | R400 | T30-T70 | Lora WAN+wMBus | EU 863-870 | REST | 16 | 162.5
W1 A design | DN20 | 2.5 | L130 SU IGILINIMU | R400 | T30-T90 | Lora WAN+wMBus | EU 863-870 | REST | 16 | 162.5
W1 A design | DN20 | 2.5 | L130 SU IGILINIMU | R400 | T70 | Lora WAN+wMBus | EU 863-870 | REST | 16 | 162.5
W1 A design | DN20 | 2.5 | L130 SU IGILINIMU | R400 | T90 | Lora WAN+wMBus | EU 863-870 | REST | 16 | 162.5
W1 A design | DN20 | 2.5 | L130 SU IGILINIMU | R160 | T30-T90 | Lora WAN+wMBus | EU 863-870 | REST | 16 | 162.5
W1 A design | DN20 | 2.5 | L130 SU IGILINIMU | R160 | T90 | Lora WAN+wMBus | EU 863-870 | REST | 16 | 162.5
W1 A design | DN20 | 4 | L130 SU IGILINIMU | R250 | T30-T70 | Lora WAN+wMBus | EU 863-870 | REST | 16 | 162.5
W1 A design | DN20 | 4 | L130 SU IGILINIMU | R250 | T30-T90 | Lora WAN+wMBus | EU 863-870 | REST | 16 | 162.5
W1 A design | DN20 | 4 | L130 SU IGILINIMU | R250 | T70 | Lora WAN+wMBus | EU 863-870 | REST | 16 | 162.5
W1 A design | DN20 | 4 | L130 SU IGILINIMU | R250 | T90 | Lora WAN+wMBus | EU 863-870 | REST | 16 | 162.5
W1 A design | DN20 | 4 | L130 SU IGILINIMU | R400 | T30-T70 | Lora WAN+wMBus | EU 863-870 | REST | 16 | 162.5
W1 A design | DN20 | 4 | L130 SU IGILINIMU | R400 | T30-T90 | Lora WAN+wMBus | EU 863-870 | REST | 16 | 162.5
W1 A design | DN20 | 4 | L130 SU IGILINIMU | R400 | T70 | Lora WAN+wMBus | EU 863-870 | REST | 16 | 162.5
W1 A design | DN20 | 4 | L130 SU IGILINIMU | R400 | T90 | Lora WAN+wMBus | EU 863-870 | REST | 16 | 162.5
W1 A design | DN20 | 4 | L130 SU IGILINIMU | R80 | T30-T70 | Lora WAN+wMBus | EU 863-870 | REST | 16 | 162.5
W1 A design | DN20 | 4 | L130 SU IGILINIMU | R80 | T30-T90 | Lora WAN+wMBus | EU 863-870 | REST | 16 | 162.5
W1 A design | DN20 | 4 | L130 SU IGILINIMU | R80 | T70 | Lora WAN+wMBus | EU 863-870 | REST | 16 | 162.5
W1 A design | DN20 | 4 | L130 SU IGILINIMU | R80 | T90 | Lora WAN+wMBus | EU 863-870 | REST | 16 | 162.5
W1 A design | DN20 | 4 | L130 SU IGILINIMU | R800 | T30-T70 | Lora WAN+wMBus | EU 863-870 | REST | 16 | 172.5
W1 A design | DN20 | 4 | L130 SU IGILINIMU | R800 | T30-T90 | Lora WAN+wMBus | EU 863-870 | REST | 16 | 172.5
W1 A design | DN20 | 4 | L130 SU IGILINIMU | R800 | T70 | Lora WAN+wMBus | EU 863-870 | REST | 16 | 172.5
W1 A design | DN20 | 4 | L130 SU IGILINIMU | R800 | T90 | Lora WAN+wMBus | EU 863-870 | REST | 16 | 172.5
W1 A design | DN20 | 4 | L130 SU IGILINIMU | R160 | T30-T90 | Lora WAN+wMBus | EU 863-870 | REST | 16 | 162.5
W1 A design | DN20 | 4 | L130 SU IGILINIMU | R160 | T90 | Lora WAN+wMBus | EU 863-870 | REST | 16 | 162.5
W1 A design | DN20 | 4 | L130 SU IGILINIMU | R500 | T30-T90 | Lora WAN+wMBus | EU 863-870 | REST | 16 | 162.5
W1 A design | DN20 | 4 | L130 SU IGILINIMU | R500 | T90 | Lora WAN+wMBus | EU 863-870 | REST | 16 | 162.5
W1 A design | DN20 | 2.5 | L165 | R250 | T30 | Lora WAN+wMBus | EU 863-870 | COLD | 16 | 157.5
W1 A design | DN20 | 2.5 | L165 | R250 | T50 | Lora WAN+wMBus | EU 863-870 | COLD | 16 | 157.5
W1 A design | DN20 | 2.5 | L165 | R400 | T30 | Lora WAN+wMBus | EU 863-870 | COLD | 16 | 157.5
W1 A design | DN20 | 2.5 | L165 | R400 | T50 | Lora WAN+wMBus | EU 863-870 | COLD | 16 | 157.5
W1 A design | DN20 | 2.5 | L165 | R160 | T30 | Lora WAN+wMBus | EU 863-870 | COLD | 16 | 157.5
W1 A design | DN20 | 2.5 | L165 | R160 | T50 | Lora WAN+wMBus | EU 863-870 | COLD | 16 | 157.5
W1 A design | DN20 | 4 | L165 | R250 | T30 | Lora WAN+wMBus | EU 863-870 | COLD | 16 | 157.5
W1 A design | DN20 | 4 | L165 | R250 | T50 | Lora WAN+wMBus | EU 863-870 | COLD | 16 | 157.5
W1 A design | DN20 | 4 | L165 | R400 | T30 | Lora WAN+wMBus | EU 863-870 | COLD | 16 | 157.5
W1 A design | DN20 | 4 | L165 | R400 | T50 | Lora WAN+wMBus | EU 863-870 | COLD | 16 | 157.5
W1 A design | DN20 | 4 | L165 | R800 | T30 | Lora WAN+wMBus | EU 863-870 | COLD | 16 | 167.5
W1 A design | DN20 | 4 | L165 | R800 | T50 | Lora WAN+wMBus | EU 863-870 | COLD | 16 | 167.5
W1 A design | DN20 | 4 | L165 | R160 | T30 | Lora WAN+wMBus | EU 863-870 | COLD | 16 | 157.5
W1 A design | DN20 | 4 | L165 | R160 | T50 | Lora WAN+wMBus | EU 863-870 | COLD | 16 | 157.5
W1 A design | DN20 | 4 | L165 | R500 | T30 | Lora WAN+wMBus | EU 863-870 | COLD | 16 | 157.5
W1 A design | DN20 | 4 | L165 | R500 | T50 | Lora WAN+wMBus | EU 863-870 | COLD | 16 | 157.5
W1 A design | DN20 | 2.5 | L165 | R250 | T30-T70 | Lora WAN+wMBus | EU 863-870 | REST | 16 | 162.5
W1 A design | DN20 | 2.5 | L165 | R250 | T30-T90 | Lora WAN+wMBus | EU 863-870 | REST | 16 | 162.5
W1 A design | DN20 | 2.5 | L165 | R250 | T70 | Lora WAN+wMBus | EU 863-870 | REST | 16 | 162.5
W1 A design | DN20 | 2.5 | L165 | R250 | T90 | Lora WAN+wMBus | EU 863-870 | REST | 16 | 162.5
W1 A design | DN20 | 2.5 | L165 | R400 | T30-T70 | Lora WAN+wMBus | EU 863-870 | REST | 16 | 162.5
W1 A design | DN20 | 2.5 | L165 | R400 | T30-T90 | Lora WAN+wMBus | EU 863-870 | REST | 16 | 162.5
W1 A design | DN20 | 2.5 | L165 | R400 | T70 | Lora WAN+wMBus | EU 863-870 | REST | 16 | 162.5
W1 A design | DN20 | 2.5 | L165 | R400 | T90 | Lora WAN+wMBus | EU 863-870 | REST | 16 | 162.5
W1 A design | DN20 | 2.5 | L165 | R160 | T30-T90 | Lora WAN+wMBus | EU 863-870 | REST | 16 | 162.5
W1 A design | DN20 | 2.5 | L165 | R160 | T90 | Lora WAN+wMBus | EU 863-870 | REST | 16 | 162.5
W1 A design | DN20 | 4 | L165 | R250 | T30-T70 | Lora WAN+wMBus | EU 863-870 | REST | 16 | 162.5
W1 A design | DN20 | 4 | L165 | R250 | T30-T90 | Lora WAN+wMBus | EU 863-870 | REST | 16 | 162.5
W1 A design | DN20 | 4 | L165 | R250 | T70 | Lora WAN+wMBus | EU 863-870 | REST | 16 | 162.5
W1 A design | DN20 | 4 | L165 | R250 | T90 | Lora WAN+wMBus | EU 863-870 | REST | 16 | 162.5
W1 A design | DN20 | 4 | L165 | R400 | T30-T70 | Lora WAN+wMBus | EU 863-870 | REST | 16 | 162.5
W1 A design | DN20 | 4 | L165 | R400 | T30-T90 | Lora WAN+wMBus | EU 863-870 | REST | 16 | 162.5
W1 A design | DN20 | 4 | L165 | R400 | T70 | Lora WAN+wMBus | EU 863-870 | REST | 16 | 162.5
W1 A design | DN20 | 4 | L165 | R400 | T90 | Lora WAN+wMBus | EU 863-870 | REST | 16 | 162.5
W1 A design | DN20 | 4 | L165 | R800 | T30-T70 | Lora WAN+wMBus | EU 863-870 | REST | 16 | 172.5
W1 A design | DN20 | 4 | L165 | R800 | T30-T90 | Lora WAN+wMBus | EU 863-870 | REST | 16 | 172.5
W1 A design | DN20 | 4 | L165 | R800 | T70 | Lora WAN+wMBus | EU 863-870 | REST | 16 | 172.5
W1 A design | DN20 | 4 | L165 | R800 | T90 | Lora WAN+wMBus | EU 863-870 | REST | 16 | 172.5
W1 A design | DN20 | 4 | L165 | R160 | T30-T90 | Lora WAN+wMBus | EU 863-870 | REST | 16 | 162.5
W1 A design | DN20 | 4 | L165 | R160 | T90 | Lora WAN+wMBus | EU 863-870 | REST | 16 | 162.5
W1 A design | DN20 | 4 | L165 | R500 | T30-T90 | Lora WAN+wMBus | EU 863-870 | REST | 16 | 162.5
W1 A design | DN20 | 4 | L165 | R500 | T90 | Lora WAN+wMBus | EU 863-870 | REST | 16 | 162.5
W1 A design | DN20 | 2.5 | L190 | R250 | T30 | Lora WAN+wMBus | EU 863-870 | COLD | 16 | 157.5
W1 A design | DN20 | 2.5 | L190 | R250 | T50 | Lora WAN+wMBus | EU 863-870 | COLD | 16 | 157.5
W1 A design | DN20 | 2.5 | L190 | R400 | T30 | Lora WAN+wMBus | EU 863-870 | COLD | 16 | 157.5
W1 A design | DN20 | 2.5 | L190 | R400 | T50 | Lora WAN+wMBus | EU 863-870 | COLD | 16 | 157.5
W1 A design | DN20 | 2.5 | L190 | R160 | T30 | Lora WAN+wMBus | EU 863-870 | COLD | 16 | 157.5
W1 A design | DN20 | 2.5 | L190 | R160 | T50 | Lora WAN+wMBus | EU 863-870 | COLD | 16 | 157.5
W1 A design | DN20 | 4 | L190 | R250 | T30 | Lora WAN+wMBus | EU 863-870 | COLD | 16 | 157.5
W1 A design | DN20 | 4 | L190 | R250 | T50 | Lora WAN+wMBus | EU 863-870 | COLD | 16 | 157.5
W1 A design | DN20 | 4 | L190 | R400 | T30 | Lora WAN+wMBus | EU 863-870 | COLD | 16 | 157.5
W1 A design | DN20 | 4 | L190 | R400 | T50 | Lora WAN+wMBus | EU 863-870 | COLD | 16 | 157.5
W1 A design | DN20 | 4 | L190 | R800 | T30 | Lora WAN+wMBus | EU 863-870 | COLD | 16 | 167.5
W1 A design | DN20 | 4 | L190 | R800 | T50 | Lora WAN+wMBus | EU 863-870 | COLD | 16 | 167.5
W1 A design | DN20 | 4 | L190 | R160 | T30 | Lora WAN+wMBus | EU 863-870 | COLD | 16 | 157.5
W1 A design | DN20 | 4 | L190 | R160 | T50 | Lora WAN+wMBus | EU 863-870 | COLD | 16 | 157.5
W1 A design | DN20 | 4 | L190 | R500 | T30 | Lora WAN+wMBus | EU 863-870 | COLD | 16 | 157.5
W1 A design | DN20 | 4 | L190 | R500 | T50 | Lora WAN+wMBus | EU 863-870 | COLD | 16 | 157.5
W1 A design | DN20 | 2.5 | L190 | R250 | T30-T70 | Lora WAN+wMBus | EU 863-870 | REST | 16 | 162.5
W1 A design | DN20 | 2.5 | L190 | R250 | T30-T90 | Lora WAN+wMBus | EU 863-870 | REST | 16 | 162.5
W1 A design | DN20 | 2.5 | L190 | R250 | T70 | Lora WAN+wMBus | EU 863-870 | REST | 16 | 162.5
W1 A design | DN20 | 2.5 | L190 | R250 | T90 | Lora WAN+wMBus | EU 863-870 | REST | 16 | 162.5
W1 A design | DN20 | 2.5 | L190 | R400 | T30-T70 | Lora WAN+wMBus | EU 863-870 | REST | 16 | 162.5
W1 A design | DN20 | 2.5 | L190 | R400 | T30-T90 | Lora WAN+wMBus | EU 863-870 | REST | 16 | 162.5
W1 A design | DN20 | 2.5 | L190 | R400 | T70 | Lora WAN+wMBus | EU 863-870 | REST | 16 | 162.5
W1 A design | DN20 | 2.5 | L190 | R400 | T90 | Lora WAN+wMBus | EU 863-870 | REST | 16 | 162.5
W1 A design | DN20 | 2.5 | L190 | R160 | T30-T90 | Lora WAN+wMBus | EU 863-870 | REST | 16 | 162.5
W1 A design | DN20 | 2.5 | L190 | R160 | T90 | Lora WAN+wMBus | EU 863-870 | REST | 16 | 162.5
W1 A design | DN20 | 4 | L190 | R250 | T30-T70 | Lora WAN+wMBus | EU 863-870 | REST | 16 | 162.5
W1 A design | DN20 | 4 | L190 | R250 | T30-T90 | Lora WAN+wMBus | EU 863-870 | REST | 16 | 162.5
W1 A design | DN20 | 4 | L190 | R250 | T70 | Lora WAN+wMBus | EU 863-870 | REST | 16 | 162.5
W1 A design | DN20 | 4 | L190 | R250 | T90 | Lora WAN+wMBus | EU 863-870 | REST | 16 | 162.5
W1 A design | DN20 | 4 | L190 | R400 | T30-T70 | Lora WAN+wMBus | EU 863-870 | REST | 16 | 162.5
W1 A design | DN20 | 4 | L190 | R400 | T30-T90 | Lora WAN+wMBus | EU 863-870 | REST | 16 | 162.5
W1 A design | DN20 | 4 | L190 | R400 | T70 | Lora WAN+wMBus | EU 863-870 | REST | 16 | 162.5
W1 A design | DN20 | 4 | L190 | R400 | T90 | Lora WAN+wMBus | EU 863-870 | REST | 16 | 162.5
W1 A design | DN20 | 4 | L190 | R800 | T30-T70 | Lora WAN+wMBus | EU 863-870 | REST | 16 | 172.5
W1 A design | DN20 | 4 | L190 | R800 | T30-T90 | Lora WAN+wMBus | EU 863-870 | REST | 16 | 172.5
W1 A design | DN20 | 4 | L190 | R800 | T70 | Lora WAN+wMBus | EU 863-870 | REST | 16 | 172.5
W1 A design | DN20 | 4 | L190 | R800 | T90 | Lora WAN+wMBus | EU 863-870 | REST | 16 | 172.5
W1 A design | DN20 | 4 | L190 | R160 | T30-T90 | Lora WAN+wMBus | EU 863-870 | REST | 16 | 162.5
W1 A design | DN20 | 4 | L190 | R160 | T90 | Lora WAN+wMBus | EU 863-870 | REST | 16 | 162.5
W1 A design | DN20 | 4 | L190 | R500 | T30-T90 | Lora WAN+wMBus | EU 863-870 | REST | 16 | 162.5
W1 A design | DN20 | 4 | L190 | R500 | T90 | Lora WAN+wMBus | EU 863-870 | REST | 16 | 162.5
W1 A design | DN20 | 2.5 | L190 SU IGILINIMU | R250 | T30 | Lora WAN+wMBus | EU 863-870 | COLD | 16 | 157.5
W1 A design | DN20 | 2.5 | L190 SU IGILINIMU | R250 | T50 | Lora WAN+wMBus | EU 863-870 | COLD | 16 | 157.5
W1 A design | DN20 | 2.5 | L190 SU IGILINIMU | R400 | T30 | Lora WAN+wMBus | EU 863-870 | COLD | 16 | 157.5
W1 A design | DN20 | 2.5 | L190 SU IGILINIMU | R400 | T50 | Lora WAN+wMBus | EU 863-870 | COLD | 16 | 157.5
W1 A design | DN20 | 2.5 | L190 SU IGILINIMU | R160 | T30 | Lora WAN+wMBus | EU 863-870 | COLD | 16 | 157.5
W1 A design | DN20 | 2.5 | L190 SU IGILINIMU | R160 | T50 | Lora WAN+wMBus | EU 863-870 | COLD | 16 | 157.5
W1 A design | DN20 | 4 | L190 SU IGILINIMU | R250 | T30 | Lora WAN+wMBus | EU 863-870 | COLD | 16 | 157.5
W1 A design | DN20 | 4 | L190 SU IGILINIMU | R250 | T50 | Lora WAN+wMBus | EU 863-870 | COLD | 16 | 157.5
W1 A design | DN20 | 4 | L190 SU IGILINIMU | R400 | T30 | Lora WAN+wMBus | EU 863-870 | COLD | 16 | 157.5
W1 A design | DN20 | 4 | L190 SU IGILINIMU | R400 | T50 | Lora WAN+wMBus | EU 863-870 | COLD | 16 | 157.5
W1 A design | DN20 | 4 | L190 SU IGILINIMU | R800 | T30 | Lora WAN+wMBus | EU 863-870 | COLD | 16 | 167.5
W1 A design | DN20 | 4 | L190 SU IGILINIMU | R800 | T50 | Lora WAN+wMBus | EU 863-870 | COLD | 16 | 167.5
W1 A design | DN20 | 4 | L190 SU IGILINIMU | R160 | T30 | Lora WAN+wMBus | EU 863-870 | COLD | 16 | 157.5
W1 A design | DN20 | 4 | L190 SU IGILINIMU | R160 | T50 | Lora WAN+wMBus | EU 863-870 | COLD | 16 | 157.5
W1 A design | DN20 | 4 | L190 SU IGILINIMU | R500 | T30 | Lora WAN+wMBus | EU 863-870 | COLD | 16 | 157.5
W1 A design | DN20 | 4 | L190 SU IGILINIMU | R500 | T50 | Lora WAN+wMBus | EU 863-870 | COLD | 16 | 157.5
W1 A design | DN20 | 2.5 | L190 SU IGILINIMU | R250 | T30-T70 | Lora WAN+wMBus | EU 863-870 | REST | 16 | 162.5
W1 A design | DN20 | 2.5 | L190 SU IGILINIMU | R250 | T30-T90 | Lora WAN+wMBus | EU 863-870 | REST | 16 | 162.5
W1 A design | DN20 | 2.5 | L190 SU IGILINIMU | R250 | T70 | Lora WAN+wMBus | EU 863-870 | REST | 16 | 162.5
W1 A design | DN20 | 2.5 | L190 SU IGILINIMU | R250 | T90 | Lora WAN+wMBus | EU 863-870 | REST | 16 | 162.5
W1 A design | DN20 | 2.5 | L190 SU IGILINIMU | R400 | T30-T70 | Lora WAN+wMBus | EU 863-870 | REST | 16 | 162.5
W1 A design | DN20 | 2.5 | L190 SU IGILINIMU | R400 | T30-T90 | Lora WAN+wMBus | EU 863-870 | REST | 16 | 162.5
W1 A design | DN20 | 2.5 | L190 SU IGILINIMU | R400 | T70 | Lora WAN+wMBus | EU 863-870 | REST | 16 | 162.5
W1 A design | DN20 | 2.5 | L190 SU IGILINIMU | R400 | T90 | Lora WAN+wMBus | EU 863-870 | REST | 16 | 162.5
W1 A design | DN20 | 2.5 | L190 SU IGILINIMU | R160 | T30-T90 | Lora WAN+wMBus | EU 863-870 | REST | 16 | 162.5
W1 A design | DN20 | 2.5 | L190 SU IGILINIMU | R160 | T90 | Lora WAN+wMBus | EU 863-870 | REST | 16 | 162.5
W1 A design | DN20 | 4 | L190 SU IGILINIMU | R250 | T30-T70 | Lora WAN+wMBus | EU 863-870 | REST | 16 | 162.5
W1 A design | DN20 | 4 | L190 SU IGILINIMU | R250 | T30-T90 | Lora WAN+wMBus | EU 863-870 | REST | 16 | 162.5
W1 A design | DN20 | 4 | L190 SU IGILINIMU | R250 | T70 | Lora WAN+wMBus | EU 863-870 | REST | 16 | 162.5
W1 A design | DN20 | 4 | L190 SU IGILINIMU | R250 | T90 | Lora WAN+wMBus | EU 863-870 | REST | 16 | 162.5
W1 A design | DN20 | 4 | L190 SU IGILINIMU | R400 | T30-T70 | Lora WAN+wMBus | EU 863-870 | REST | 16 | 162.5
W1 A design | DN20 | 4 | L190 SU IGILINIMU | R400 | T30-T90 | Lora WAN+wMBus | EU 863-870 | REST | 16 | 162.5
W1 A design | DN20 | 4 | L190 SU IGILINIMU | R400 | T70 | Lora WAN+wMBus | EU 863-870 | REST | 16 | 162.5
W1 A design | DN20 | 4 | L190 SU IGILINIMU | R400 | T90 | Lora WAN+wMBus | EU 863-870 | REST | 16 | 162.5
W1 A design | DN20 | 4 | L190 SU IGILINIMU | R800 | T30-T70 | Lora WAN+wMBus | EU 863-870 | REST | 16 | 172.5
W1 A design | DN20 | 4 | L190 SU IGILINIMU | R800 | T30-T90 | Lora WAN+wMBus | EU 863-870 | REST | 16 | 172.5
W1 A design | DN20 | 4 | L190 SU IGILINIMU | R800 | T70 | Lora WAN+wMBus | EU 863-870 | REST | 16 | 172.5
W1 A design | DN20 | 4 | L190 SU IGILINIMU | R800 | T90 | Lora WAN+wMBus | EU 863-870 | REST | 16 | 172.5
W1 A design | DN20 | 4 | L190 SU IGILINIMU | R160 | T30-T90 | Lora WAN+wMBus | EU 863-870 | REST | 16 | 162.5
W1 A design | DN20 | 4 | L190 SU IGILINIMU | R160 | T90 | Lora WAN+wMBus | EU 863-870 | REST | 16 | 162.5
W1 A design | DN20 | 4 | L190 SU IGILINIMU | R500 | T30-T90 | Lora WAN+wMBus | EU 863-870 | REST | 16 | 162.5
W1 A design | DN20 | 4 | L190 SU IGILINIMU | R500 | T90 | Lora WAN+wMBus | EU 863-870 | REST | 16 | 162.5
W1 A design | DN25 | 6.3 | L260 | R250 | T30 | Lora WAN+wMBus | EU 863-870 | COLD & REST | 16 | 230
W1 A design | DN25 | 6.3 | L260 | R250 | T30-T70 | Lora WAN+wMBus | EU 863-870 | COLD & REST | 16 | 235
W1 A design | DN25 | 6.3 | L260 | R250 | T30-T90 | Lora WAN+wMBus | EU 863-870 | COLD & REST | 16 | 235
W1 A design | DN25 | 6.3 | L260 | R250 | T50 | Lora WAN+wMBus | EU 863-870 | COLD & REST | 16 | 230
W1 A design | DN25 | 6.3 | L260 | R250 | T70 | Lora WAN+wMBus | EU 863-870 | COLD & REST | 16 | 235
W1 A design | DN25 | 6.3 | L260 | R250 | T90 | Lora WAN+wMBus | EU 863-870 | COLD & REST | 16 | 235
W1 A design | DN25 | 6.3 | L260 | R400 | T30 | Lora WAN+wMBus | EU 863-870 | COLD & REST | 16 | 230
W1 A design | DN25 | 6.3 | L260 | R400 | T30-T70 | Lora WAN+wMBus | EU 863-870 | COLD & REST | 16 | 235
W1 A design | DN25 | 6.3 | L260 | R400 | T30-T90 | Lora WAN+wMBus | EU 863-870 | COLD & REST | 16 | 235
W1 A design | DN25 | 6.3 | L260 | R400 | T50 | Lora WAN+wMBus | EU 863-870 | COLD & REST | 16 | 230
W1 A design | DN25 | 6.3 | L260 | R400 | T70 | Lora WAN+wMBus | EU 863-870 | COLD & REST | 16 | 235
W1 A design | DN25 | 6.3 | L260 | R400 | T90 | Lora WAN+wMBus | EU 863-870 | COLD & REST | 16 | 235
W1 A design | DN25 | 6.3 | L260 | R800 | T30 | Lora WAN+wMBus | EU 863-870 | COLD & REST | 16 | 240
W1 A design | DN25 | 6.3 | L260 | R160 | T30 | Lora WAN+wMBus | EU 863-870 | COLD & REST | 16 | 230
W1 A design | DN25 | 6.3 | L260 | R160 | T30-T90 | Lora WAN+wMBus | EU 863-870 | COLD & REST | 16 | 235
W1 A design | DN25 | 6.3 | L260 | R160 | T50 | Lora WAN+wMBus | EU 863-870 | COLD & REST | 16 | 230
W1 A design | DN25 | 6.3 | L260 | R160 | T90 | Lora WAN+wMBus | EU 863-870 | COLD & REST | 16 | 235
W1 A design | DN25 | 6.3 | L260 | R500 | T30 | Lora WAN+wMBus | EU 863-870 | COLD & REST | 16 | 230
W1 A design | DN25 | 6.3 | L260 | R500 | T30-T90 | Lora WAN+wMBus | EU 863-870 | COLD & REST | 16 | 235
W1 A design | DN25 | 6.3 | L260 | R500 | T50 | Lora WAN+wMBus | EU 863-870 | COLD & REST | 16 | 230
W1 A design | DN25 | 6.3 | L260 | R500 | T90 | Lora WAN+wMBus | EU 863-870 | COLD & REST | 16 | 235
W1 A design | DN25 | 10 | L260 | R250 | T30 | Lora WAN+wMBus | EU 863-870 | COLD & REST | 16 | 230
W1 A design | DN25 | 10 | L260 | R250 | T30-T70 | Lora WAN+wMBus | EU 863-870 | COLD & REST | 16 | 235
W1 A design | DN25 | 10 | L260 | R250 | T30-T90 | Lora WAN+wMBus | EU 863-870 | COLD & REST | 16 | 235
W1 A design | DN25 | 10 | L260 | R250 | T50 | Lora WAN+wMBus | EU 863-870 | COLD & REST | 16 | 230
W1 A design | DN25 | 10 | L260 | R250 | T70 | Lora WAN+wMBus | EU 863-870 | COLD & REST | 16 | 235
W1 A design | DN25 | 10 | L260 | R250 | T90 | Lora WAN+wMBus | EU 863-870 | COLD & REST | 16 | 235
W1 A design | DN25 | 10 | L260 | R400 | T30 | Lora WAN+wMBus | EU 863-870 | COLD & REST | 16 | 230
W1 A design | DN25 | 10 | L260 | R400 | T30-T70 | Lora WAN+wMBus | EU 863-870 | COLD & REST | 16 | 235
W1 A design | DN25 | 10 | L260 | R400 | T30-T90 | Lora WAN+wMBus | EU 863-870 | COLD & REST | 16 | 235
W1 A design | DN25 | 10 | L260 | R400 | T50 | Lora WAN+wMBus | EU 863-870 | COLD & REST | 16 | 230
W1 A design | DN25 | 10 | L260 | R400 | T70 | Lora WAN+wMBus | EU 863-870 | COLD & REST | 16 | 235
W1 A design | DN25 | 10 | L260 | R400 | T90 | Lora WAN+wMBus | EU 863-870 | COLD & REST | 16 | 235
W1 A design | DN25 | 10 | L260 | R800 | T30 | Lora WAN+wMBus | EU 863-870 | COLD & REST | 16 | 240
W1 A design | DN25 | 10 | L260 | R160 | T30 | Lora WAN+wMBus | EU 863-870 | COLD & REST | 16 | 230
W1 A design | DN25 | 10 | L260 | R160 | T30-T90 | Lora WAN+wMBus | EU 863-870 | COLD & REST | 16 | 235
W1 A design | DN25 | 10 | L260 | R160 | T50 | Lora WAN+wMBus | EU 863-870 | COLD & REST | 16 | 230
W1 A design | DN25 | 10 | L260 | R160 | T90 | Lora WAN+wMBus | EU 863-870 | COLD & REST | 16 | 235
W1 A design | DN25 | 10 | L260 | R500 | T30 | Lora WAN+wMBus | EU 863-870 | COLD & REST | 16 | 230
W1 A design | DN25 | 10 | L260 | R500 | T30-T90 | Lora WAN+wMBus | EU 863-870 | COLD & REST | 16 | 235
W1 A design | DN25 | 10 | L260 | R500 | T50 | Lora WAN+wMBus | EU 863-870 | COLD & REST | 16 | 230
W1 A design | DN25 | 10 | L260 | R500 | T90 | Lora WAN+wMBus | EU 863-870 | COLD & REST | 16 | 235
W1 A design | DN25 | 6.3 | L260 | R250 | T30 | Lora WAN+wMBus | EU 863-870 | COLD & REST | 16 | 230
W1 A design | DN25 | 6.3 | L260 | R250 | T30-T70 | Lora WAN+wMBus | EU 863-870 | COLD & REST | 16 | 235
W1 A design | DN25 | 6.3 | L260 | R250 | T30-T90 | Lora WAN+wMBus | EU 863-870 | COLD & REST | 16 | 235
W1 A design | DN25 | 6.3 | L260 | R250 | T50 | Lora WAN+wMBus | EU 863-870 | COLD & REST | 16 | 230
W1 A design | DN25 | 6.3 | L260 | R250 | T70 | Lora WAN+wMBus | EU 863-870 | COLD & REST | 16 | 235
W1 A design | DN25 | 6.3 | L260 | R250 | T90 | Lora WAN+wMBus | EU 863-870 | COLD & REST | 16 | 235
W1 A design | DN25 | 6.3 | L260 | R400 | T30 | Lora WAN+wMBus | EU 863-870 | COLD & REST | 16 | 230
W1 A design | DN25 | 6.3 | L260 | R400 | T30-T70 | Lora WAN+wMBus | EU 863-870 | COLD & REST | 16 | 235
W1 A design | DN25 | 6.3 | L260 | R400 | T30-T90 | Lora WAN+wMBus | EU 863-870 | COLD & REST | 16 | 235
W1 A design | DN25 | 6.3 | L260 | R400 | T50 | Lora WAN+wMBus | EU 863-870 | COLD & REST | 16 | 230
W1 A design | DN25 | 6.3 | L260 | R400 | T70 | Lora WAN+wMBus | EU 863-870 | COLD & REST | 16 | 235
W1 A design | DN25 | 6.3 | L260 | R400 | T90 | Lora WAN+wMBus | EU 863-870 | COLD & REST | 16 | 235
W1 A design | DN25 | 6.3 | L260 | R800 | T30 | Lora WAN+wMBus | EU 863-870 | COLD & REST | 16 | 240
W1 A design | DN25 | 6.3 | L260 | R160 | T30 | Lora WAN+wMBus | EU 863-870 | COLD & REST | 16 | 230
W1 A design | DN25 | 6.3 | L260 | R160 | T30-T90 | Lora WAN+wMBus | EU 863-870 | COLD & REST | 16 | 235
W1 A design | DN25 | 6.3 | L260 | R160 | T50 | Lora WAN+wMBus | EU 863-870 | COLD & REST | 16 | 230
W1 A design | DN25 | 6.3 | L260 | R160 | T90 | Lora WAN+wMBus | EU 863-870 | COLD & REST | 16 | 235
W1 A design | DN25 | 6.3 | L260 | R500 | T30 | Lora WAN+wMBus | EU 863-870 | COLD & REST | 16 | 230
W1 A design | DN25 | 6.3 | L260 | R500 | T30-T90 | Lora WAN+wMBus | EU 863-870 | COLD & REST | 16 | 235
W1 A design | DN25 | 6.3 | L260 | R500 | T50 | Lora WAN+wMBus | EU 863-870 | COLD & REST | 16 | 230
W1 A design | DN25 | 6.3 | L260 | R500 | T90 | Lora WAN+wMBus | EU 863-870 | COLD & REST | 16 | 235
W1 A design | DN25 | 10 | L260 | R250 | T30 | Lora WAN+wMBus | EU 863-870 | COLD & REST | 16 | 230
W1 A design | DN25 | 10 | L260 | R250 | T30-T70 | Lora WAN+wMBus | EU 863-870 | COLD & REST | 16 | 235
W1 A design | DN25 | 10 | L260 | R250 | T30-T90 | Lora WAN+wMBus | EU 863-870 | COLD & REST | 16 | 235
W1 A design | DN25 | 10 | L260 | R250 | T50 | Lora WAN+wMBus | EU 863-870 | COLD & REST | 16 | 230
W1 A design | DN25 | 10 | L260 | R250 | T70 | Lora WAN+wMBus | EU 863-870 | COLD & REST | 16 | 235
W1 A design | DN25 | 10 | L260 | R250 | T90 | Lora WAN+wMBus | EU 863-870 | COLD & REST | 16 | 235
W1 A design | DN25 | 10 | L260 | R400 | T30 | Lora WAN+wMBus | EU 863-870 | COLD & REST | 16 | 230
W1 A design | DN25 | 10 | L260 | R400 | T30-T70 | Lora WAN+wMBus | EU 863-870 | COLD & REST | 16 | 235
W1 A design | DN25 | 10 | L260 | R400 | T30-T90 | Lora WAN+wMBus | EU 863-870 | COLD & REST | 16 | 235
W1 A design | DN25 | 10 | L260 | R400 | T50 | Lora WAN+wMBus | EU 863-870 | COLD & REST | 16 | 230
W1 A design | DN25 | 10 | L260 | R400 | T70 | Lora WAN+wMBus | EU 863-870 | COLD & REST | 16 | 235
W1 A design | DN25 | 10 | L260 | R400 | T90 | Lora WAN+wMBus | EU 863-870 | COLD & REST | 16 | 235
W1 A design | DN25 | 10 | L260 | R800 | T30 | Lora WAN+wMBus | EU 863-870 | COLD & REST | 16 | 240
W1 A design | DN25 | 10 | L260 | R160 | T30 | Lora WAN+wMBus | EU 863-870 | COLD & REST | 16 | 230
W1 A design | DN25 | 10 | L260 | R160 | T30-T90 | Lora WAN+wMBus | EU 863-870 | COLD & REST | 16 | 235
W1 A design | DN25 | 10 | L260 | R160 | T50 | Lora WAN+wMBus | EU 863-870 | COLD & REST | 16 | 230
W1 A design | DN25 | 10 | L260 | R160 | T90 | Lora WAN+wMBus | EU 863-870 | COLD & REST | 16 | 235
W1 A design | DN25 | 10 | L260 | R500 | T30 | Lora WAN+wMBus | EU 863-870 | COLD & REST | 16 | 230
W1 A design | DN25 | 10 | L260 | R500 | T30-T90 | Lora WAN+wMBus | EU 863-870 | COLD & REST | 16 | 235
W1 A design | DN25 | 10 | L260 | R500 | T50 | Lora WAN+wMBus | EU 863-870 | COLD & REST | 16 | 230
W1 A design | DN25 | 10 | L260 | R500 | T90 | Lora WAN+wMBus | EU 863-870 | COLD & REST | 16 | 235
W1 A design | DN32 | 6.3 | L260 | R250 | T30 | Lora WAN+wMBus | EU 863-870 | COLD & REST | 16 | 285
W1 A design | DN32 | 6.3 | L260 | R250 | T30-T70 | Lora WAN+wMBus | EU 863-870 | COLD & REST | 16 | 290
W1 A design | DN32 | 6.3 | L260 | R250 | T30-T90 | Lora WAN+wMBus | EU 863-870 | COLD & REST | 16 | 290
W1 A design | DN32 | 6.3 | L260 | R250 | T50 | Lora WAN+wMBus | EU 863-870 | COLD & REST | 16 | 285
W1 A design | DN32 | 6.3 | L260 | R250 | T70 | Lora WAN+wMBus | EU 863-870 | COLD & REST | 16 | 290
W1 A design | DN32 | 6.3 | L260 | R250 | T90 | Lora WAN+wMBus | EU 863-870 | COLD & REST | 16 | 290
W1 A design | DN32 | 6.3 | L260 | R400 | T30 | Lora WAN+wMBus | EU 863-870 | COLD & REST | 16 | 285
W1 A design | DN32 | 6.3 | L260 | R400 | T30-T70 | Lora WAN+wMBus | EU 863-870 | COLD & REST | 16 | 290
W1 A design | DN32 | 6.3 | L260 | R400 | T30-T90 | Lora WAN+wMBus | EU 863-870 | COLD & REST | 16 | 290
W1 A design | DN32 | 6.3 | L260 | R400 | T50 | Lora WAN+wMBus | EU 863-870 | COLD & REST | 16 | 285
W1 A design | DN32 | 6.3 | L260 | R400 | T70 | Lora WAN+wMBus | EU 863-870 | COLD & REST | 16 | 290
W1 A design | DN32 | 6.3 | L260 | R400 | T90 | Lora WAN+wMBus | EU 863-870 | COLD & REST | 16 | 290
W1 A design | DN32 | 6.3 | L260 | R160 | T30 | Lora WAN+wMBus | EU 863-870 | COLD & REST | 16 | 285
W1 A design | DN32 | 6.3 | L260 | R160 | T30-T90 | Lora WAN+wMBus | EU 863-870 | COLD & REST | 16 | 290
W1 A design | DN32 | 6.3 | L260 | R160 | T50 | Lora WAN+wMBus | EU 863-870 | COLD & REST | 16 | 285
W1 A design | DN32 | 6.3 | L260 | R160 | T90 | Lora WAN+wMBus | EU 863-870 | COLD & REST | 16 | 290
W1 A design | DN32 | 10 | L260 | R400 | T30 | Lora WAN+wMBus | EU 863-870 | COLD & REST | 16 | 285
W1 A design | DN32 | 10 | L260 | R400 | T30-T70 | Lora WAN+wMBus | EU 863-870 | COLD & REST | 16 | 290
W1 A design | DN32 | 10 | L260 | R400 | T30-T90 | Lora WAN+wMBus | EU 863-870 | COLD & REST | 16 | 290
W1 A design | DN32 | 10 | L260 | R400 | T50 | Lora WAN+wMBus | EU 863-870 | COLD & REST | 16 | 285
W1 A design | DN32 | 10 | L260 | R400 | T70 | Lora WAN+wMBus | EU 863-870 | COLD & REST | 16 | 290
W1 A design | DN32 | 10 | L260 | R400 | T90 | Lora WAN+wMBus | EU 863-870 | COLD & REST | 16 | 290
W1 A design | DN32 | 10 | L260 | R800 | T30 | Lora WAN+wMBus | EU 863-870 | COLD & REST | 16 | 295
W1 A design | DN32 | 10 | L260 | R500 | T30 | Lora WAN+wMBus | EU 863-870 | COLD & REST | 16 | 285
W1 A design | DN32 | 10 | L260 | R500 | T30-T90 | Lora WAN+wMBus | EU 863-870 | COLD & REST | 16 | 290
W1 A design | DN32 | 10 | L260 | R500 | T50 | Lora WAN+wMBus | EU 863-870 | COLD & REST | 16 | 285
W1 A design | DN32 | 10 | L260 | R500 | T90 | Lora WAN+wMBus | EU 863-870 | COLD & REST | 16 | 290
W1 A design | DN32 | 6.3 | L260 | R250 | T30 | Lora WAN+wMBus | EU 863-870 | COLD & REST | 16 | 285
W1 A design | DN32 | 6.3 | L260 | R250 | T30-T70 | Lora WAN+wMBus | EU 863-870 | COLD & REST | 16 | 290
W1 A design | DN32 | 6.3 | L260 | R250 | T30-T90 | Lora WAN+wMBus | EU 863-870 | COLD & REST | 16 | 290
W1 A design | DN32 | 6.3 | L260 | R250 | T50 | Lora WAN+wMBus | EU 863-870 | COLD & REST | 16 | 285
W1 A design | DN32 | 6.3 | L260 | R250 | T70 | Lora WAN+wMBus | EU 863-870 | COLD & REST | 16 | 290
W1 A design | DN32 | 6.3 | L260 | R250 | T90 | Lora WAN+wMBus | EU 863-870 | COLD & REST | 16 | 290
W1 A design | DN32 | 6.3 | L260 | R400 | T30 | Lora WAN+wMBus | EU 863-870 | COLD & REST | 16 | 285
W1 A design | DN32 | 6.3 | L260 | R400 | T30-T70 | Lora WAN+wMBus | EU 863-870 | COLD & REST | 16 | 290
W1 A design | DN32 | 6.3 | L260 | R400 | T30-T90 | Lora WAN+wMBus | EU 863-870 | COLD & REST | 16 | 290
W1 A design | DN32 | 6.3 | L260 | R400 | T50 | Lora WAN+wMBus | EU 863-870 | COLD & REST | 16 | 285
W1 A design | DN32 | 6.3 | L260 | R400 | T70 | Lora WAN+wMBus | EU 863-870 | COLD & REST | 16 | 290
W1 A design | DN32 | 6.3 | L260 | R400 | T90 | Lora WAN+wMBus | EU 863-870 | COLD & REST | 16 | 290
W1 A design | DN32 | 6.3 | L260 | R160 | T30 | Lora WAN+wMBus | EU 863-870 | COLD & REST | 16 | 285
W1 A design | DN32 | 6.3 | L260 | R160 | T30-T90 | Lora WAN+wMBus | EU 863-870 | COLD & REST | 16 | 290
W1 A design | DN32 | 6.3 | L260 | R160 | T50 | Lora WAN+wMBus | EU 863-870 | COLD & REST | 16 | 285
W1 A design | DN32 | 6.3 | L260 | R160 | T90 | Lora WAN+wMBus | EU 863-870 | COLD & REST | 16 | 290
W1 A design | DN32 | 10 | L260 | R400 | T30 | Lora WAN+wMBus | EU 863-870 | COLD & REST | 16 | 285
W1 A design | DN32 | 10 | L260 | R400 | T30-T70 | Lora WAN+wMBus | EU 863-870 | COLD & REST | 16 | 290
W1 A design | DN32 | 10 | L260 | R400 | T30-T90 | Lora WAN+wMBus | EU 863-870 | COLD & REST | 16 | 290
W1 A design | DN32 | 10 | L260 | R400 | T50 | Lora WAN+wMBus | EU 863-870 | COLD & REST | 16 | 285
W1 A design | DN32 | 10 | L260 | R400 | T70 | Lora WAN+wMBus | EU 863-870 | COLD & REST | 16 | 290
W1 A design | DN32 | 10 | L260 | R400 | T90 | Lora WAN+wMBus | EU 863-870 | COLD & REST | 16 | 290
W1 A design | DN32 | 10 | L260 | R800 | T30 | Lora WAN+wMBus | EU 863-870 | COLD & REST | 16 | 295
W1 A design | DN32 | 10 | L260 | R500 | T30 | Lora WAN+wMBus | EU 863-870 | COLD & REST | 16 | 285
W1 A design | DN32 | 10 | L260 | R500 | T30-T90 | Lora WAN+wMBus | EU 863-870 | COLD & REST | 16 | 290
W1 A design | DN32 | 10 | L260 | R500 | T50 | Lora WAN+wMBus | EU 863-870 | COLD & REST | 16 | 285
W1 A design | DN32 | 10 | L260 | R500 | T90 | Lora WAN+wMBus | EU 863-870 | COLD & REST | 16 | 290
W1 A design | DN40 | 10 | L300 | R250 | T30 | Lora WAN+wMBus | EU 863-870 | COLD | 16 | 370
W1 A design | DN40 | 10 | L300 | R250 | T30-T90 | Lora WAN+wMBus | EU 863-870 | COLD | 16 | 375
W1 A design | DN40 | 10 | L300 | R250 | T50 | Lora WAN+wMBus | EU 863-870 | COLD | 16 | 370
W1 A design | DN40 | 10 | L300 | R250 | T90 | Lora WAN+wMBus | EU 863-870 | COLD | 16 | 375
W1 A design | DN40 | 10 | L300 | R160 | T30 | Lora WAN+wMBus | EU 863-870 | COLD | 16 | 370
W1 A design | DN40 | 10 | L300 | R160 | T30-T90 | Lora WAN+wMBus | EU 863-870 | COLD | 16 | 375
W1 A design | DN40 | 10 | L300 | R160 | T50 | Lora WAN+wMBus | EU 863-870 | COLD | 16 | 370
W1 A design | DN40 | 10 | L300 | R160 | T90 | Lora WAN+wMBus | EU 863-870 | COLD | 16 | 375
W1 A design | DN40 | 16 | L300 | R250 | T30 | Lora WAN+wMBus | EU 863-870 | COLD | 16 | 370
W1 A design | DN40 | 16 | L300 | R250 | T30-T90 | Lora WAN+wMBus | EU 863-870 | COLD | 16 | 375
W1 A design | DN40 | 16 | L300 | R250 | T50 | Lora WAN+wMBus | EU 863-870 | COLD | 16 | 370
W1 A design | DN40 | 16 | L300 | R250 | T90 | Lora WAN+wMBus | EU 863-870 | COLD | 16 | 375
W1 A design | DN40 | 16 | L300 | R400 | T30 | Lora WAN+wMBus | EU 863-870 | COLD | 16 | 370
W1 A design | DN40 | 16 | L300 | R400 | T30-T90 | Lora WAN+wMBus | EU 863-870 | COLD | 16 | 375
W1 A design | DN40 | 16 | L300 | R400 | T50 | Lora WAN+wMBus | EU 863-870 | COLD | 16 | 370
W1 A design | DN40 | 16 | L300 | R400 | T90 | Lora WAN+wMBus | EU 863-870 | COLD | 16 | 375
W1 A design | DN40 | 16 | L300 | R160 | T30 | Lora WAN+wMBus | EU 863-870 | COLD | 16 | 370
W1 A design | DN40 | 16 | L300 | R160 | T30-T90 | Lora WAN+wMBus | EU 863-870 | COLD | 16 | 375
W1 A design | DN40 | 16 | L300 | R160 | T50 | Lora WAN+wMBus | EU 863-870 | COLD | 16 | 370
W1 A design | DN40 | 16 | L300 | R160 | T90 | Lora WAN+wMBus | EU 863-870 | COLD | 16 | 375
W1 A design | DN40 | 16 | L300 | R500 | T30 | Lora WAN+wMBus | EU 863-870 | COLD | 16 | 370
W1 A design | DN40 | 16 | L300 | R500 | T30-T90 | Lora WAN+wMBus | EU 863-870 | COLD | 16 | 375
W1 A design | DN40 | 16 | L300 | R500 | T50 | Lora WAN+wMBus | EU 863-870 | COLD | 16 | 370
W1 A design | DN40 | 16 | L300 | R500 | T90 | Lora WAN+wMBus | EU 863-870 | COLD | 16 | 375
W1 A design | DN40 | 25 | L300 | R250 | T30 | Lora WAN+wMBus | EU 863-870 | COLD | 16 | 370
W1 A design | DN40 | 25 | L300 | R250 | T30-T90 | Lora WAN+wMBus | EU 863-870 | COLD | 16 | 375
W1 A design | DN40 | 25 | L300 | R250 | T50 | Lora WAN+wMBus | EU 863-870 | COLD | 16 | 370
W1 A design | DN40 | 25 | L300 | R250 | T90 | Lora WAN+wMBus | EU 863-870 | COLD | 16 | 375
W1 A design | DN40 | 25 | L300 | R400 | T30 | Lora WAN+wMBus | EU 863-870 | COLD | 16 | 370
W1 A design | DN40 | 25 | L300 | R400 | T30-T90 | Lora WAN+wMBus | EU 863-870 | COLD | 16 | 375
W1 A design | DN40 | 25 | L300 | R400 | T50 | Lora WAN+wMBus | EU 863-870 | COLD | 16 | 370
W1 A design | DN40 | 25 | L300 | R400 | T90 | Lora WAN+wMBus | EU 863-870 | COLD | 16 | 375
W1 A design | DN40 | 25 | L300 | R800 | T30 | Lora WAN+wMBus | EU 863-870 | COLD | 16 | 380
W1 A design | DN40 | 25 | L300 | R160 | T30 | Lora WAN+wMBus | EU 863-870 | COLD | 16 | 370
W1 A design | DN40 | 25 | L300 | R160 | T30-T90 | Lora WAN+wMBus | EU 863-870 | COLD | 16 | 375
W1 A design | DN40 | 25 | L300 | R160 | T50 | Lora WAN+wMBus | EU 863-870 | COLD | 16 | 370
W1 A design | DN40 | 25 | L300 | R160 | T90 | Lora WAN+wMBus | EU 863-870 | COLD | 16 | 375
W1 A design | DN40 | 25 | L300 | R500 | T30 | Lora WAN+wMBus | EU 863-870 | COLD | 16 | 370
W1 A design | DN40 | 25 | L300 | R500 | T30-T90 | Lora WAN+wMBus | EU 863-870 | COLD | 16 | 375
W1 A design | DN40 | 25 | L300 | R500 | T50 | Lora WAN+wMBus | EU 863-870 | COLD | 16 | 370
W1 A design | DN40 | 25 | L300 | R500 | T90 | Lora WAN+wMBus | EU 863-870 | COLD | 16 | 375
W1 A design | DN40 | 16 | L300 | R800 | T30 | Lora WAN+wMBus | EU 863-870 | COLD | 16 | 380
W1 A design | DN40 | 10 | L300 | R250 | T30-T70 | Lora WAN+wMBus | EU 863-870 | REST | 16 | 375
W1 A design | DN40 | 10 | L300 | R250 | T70 | Lora WAN+wMBus | EU 863-870 | REST | 16 | 375
W1 A design | DN40 | 16 | L300 | R250 | T30-T70 | Lora WAN+wMBus | EU 863-870 | REST | 16 | 375
W1 A design | DN40 | 16 | L300 | R250 | T70 | Lora WAN+wMBus | EU 863-870 | REST | 16 | 375
W1 A design | DN40 | 16 | L300 | R400 | T30-T70 | Lora WAN+wMBus | EU 863-870 | REST | 16 | 375
W1 A design | DN40 | 16 | L300 | R400 | T70 | Lora WAN+wMBus | EU 863-870 | REST | 16 | 375
W1 A design | DN40 | 25 | L300 | R250 | T30-T70 | Lora WAN+wMBus | EU 863-870 | REST | 16 | 375
W1 A design | DN40 | 25 | L300 | R250 | T70 | Lora WAN+wMBus | EU 863-870 | REST | 16 | 375
W1 A design | DN40 | 25 | L300 | R400 | T30-T70 | Lora WAN+wMBus | EU 863-870 | REST | 16 | 375
W1 A design | DN40 | 25 | L300 | R400 | T70 | Lora WAN+wMBus | EU 863-870 | REST | 16 | 375
W1 A design | DN50 FL | 16 | L200 | R250 | T30 | Lora WAN+wMBus | EU 863-870 | COLD | 16 | 707.5
W1 A design | DN50 FL | 16 | L200 | R250 | T30-T90 | Lora WAN+wMBus | EU 863-870 | COLD | 16 | 712.5
W1 A design | DN50 FL | 16 | L200 | R250 | T50 | Lora WAN+wMBus | EU 863-870 | COLD | 16 | 707.5
W1 A design | DN50 FL | 16 | L200 | R250 | T90 | Lora WAN+wMBus | EU 863-870 | COLD | 16 | 712.5
W1 A design | DN50 FL | 16 | L200 | R400 | T30 | Lora WAN+wMBus | EU 863-870 | COLD | 16 | 707.5
W1 A design | DN50 FL | 16 | L200 | R400 | T30-T90 | Lora WAN+wMBus | EU 863-870 | COLD | 16 | 712.5
W1 A design | DN50 FL | 16 | L200 | R400 | T50 | Lora WAN+wMBus | EU 863-870 | COLD | 16 | 707.5
W1 A design | DN50 FL | 16 | L200 | R400 | T90 | Lora WAN+wMBus | EU 863-870 | COLD | 16 | 712.5
W1 A design | DN50 FL | 16 | L200 | R160 | T30 | Lora WAN+wMBus | EU 863-870 | COLD | 16 | 707.5
W1 A design | DN50 FL | 16 | L200 | R160 | T30-T90 | Lora WAN+wMBus | EU 863-870 | COLD | 16 | 712.5
W1 A design | DN50 FL | 16 | L200 | R160 | T50 | Lora WAN+wMBus | EU 863-870 | COLD | 16 | 707.5
W1 A design | DN50 FL | 16 | L200 | R160 | T90 | Lora WAN+wMBus | EU 863-870 | COLD | 16 | 712.5
W1 A design | DN50 FL | 25 | L200 | R250 | T30 | Lora WAN+wMBus | EU 863-870 | COLD | 16 | 707.5
W1 A design | DN50 FL | 25 | L200 | R250 | T30-T90 | Lora WAN+wMBus | EU 863-870 | COLD | 16 | 712.5
W1 A design | DN50 FL | 25 | L200 | R250 | T50 | Lora WAN+wMBus | EU 863-870 | COLD | 16 | 707.5
W1 A design | DN50 FL | 25 | L200 | R250 | T90 | Lora WAN+wMBus | EU 863-870 | COLD | 16 | 712.5
W1 A design | DN50 FL | 25 | L200 | R400 | T30 | Lora WAN+wMBus | EU 863-870 | COLD | 16 | 707.5
W1 A design | DN50 FL | 25 | L200 | R400 | T30-T90 | Lora WAN+wMBus | EU 863-870 | COLD | 16 | 712.5
W1 A design | DN50 FL | 25 | L200 | R400 | T50 | Lora WAN+wMBus | EU 863-870 | COLD | 16 | 707.5
W1 A design | DN50 FL | 25 | L200 | R400 | T90 | Lora WAN+wMBus | EU 863-870 | COLD | 16 | 712.5
W1 A design | DN50 FL | 25 | L200 | R160 | T30 | Lora WAN+wMBus | EU 863-870 | COLD | 16 | 707.5
W1 A design | DN50 FL | 25 | L200 | R160 | T30-T90 | Lora WAN+wMBus | EU 863-870 | COLD | 16 | 712.5
W1 A design | DN50 FL | 25 | L200 | R160 | T50 | Lora WAN+wMBus | EU 863-870 | COLD | 16 | 707.5
W1 A design | DN50 FL | 25 | L200 | R160 | T90 | Lora WAN+wMBus | EU 863-870 | COLD | 16 | 712.5
W1 A design | DN50 FL | 40 | L200 | R250 | T30 | Lora WAN+wMBus | EU 863-870 | COLD | 16 | 707.5
W1 A design | DN50 FL | 40 | L200 | R250 | T30-T90 | Lora WAN+wMBus | EU 863-870 | COLD | 16 | 712.5
W1 A design | DN50 FL | 40 | L200 | R250 | T50 | Lora WAN+wMBus | EU 863-870 | COLD | 16 | 707.5
W1 A design | DN50 FL | 40 | L200 | R250 | T90 | Lora WAN+wMBus | EU 863-870 | COLD | 16 | 712.5
W1 A design | DN50 FL | 40 | L200 | R400 | T30 | Lora WAN+wMBus | EU 863-870 | COLD | 16 | 707.5
W1 A design | DN50 FL | 40 | L200 | R400 | T30-T90 | Lora WAN+wMBus | EU 863-870 | COLD | 16 | 712.5
W1 A design | DN50 FL | 40 | L200 | R400 | T50 | Lora WAN+wMBus | EU 863-870 | COLD | 16 | 707.5
W1 A design | DN50 FL | 40 | L200 | R400 | T90 | Lora WAN+wMBus | EU 863-870 | COLD | 16 | 712.5
W1 A design | DN50 FL | 40 | L200 | R160 | T30 | Lora WAN+wMBus | EU 863-870 | COLD | 16 | 707.5
W1 A design | DN50 FL | 40 | L200 | R160 | T30-T90 | Lora WAN+wMBus | EU 863-870 | COLD | 16 | 712.5
W1 A design | DN50 FL | 40 | L200 | R160 | T50 | Lora WAN+wMBus | EU 863-870 | COLD | 16 | 707.5
W1 A design | DN50 FL | 40 | L200 | R160 | T90 | Lora WAN+wMBus | EU 863-870 | COLD | 16 | 712.5
W1 A design | DN50 FL | 25 | L200 | R500 | T30 | Lora WAN+wMBus | EU 863-870 | COLD | 16 | 707.5
W1 A design | DN50 FL | 25 | L200 | R500 | T30-T90 | Lora WAN+wMBus | EU 863-870 | COLD | 16 | 712.5
W1 A design | DN50 FL | 25 | L200 | R500 | T50 | Lora WAN+wMBus | EU 863-870 | COLD | 16 | 707.5
W1 A design | DN50 FL | 25 | L200 | R500 | T90 | Lora WAN+wMBus | EU 863-870 | COLD | 16 | 712.5
W1 A design | DN50 FL | 40 | L200 | R500 | T30 | Lora WAN+wMBus | EU 863-870 | COLD | 16 | 707.5
W1 A design | DN50 FL | 40 | L200 | R500 | T30-T90 | Lora WAN+wMBus | EU 863-870 | COLD | 16 | 712.5
W1 A design | DN50 FL | 40 | L200 | R500 | T50 | Lora WAN+wMBus | EU 863-870 | COLD | 16 | 707.5
W1 A design | DN50 FL | 40 | L200 | R500 | T90 | Lora WAN+wMBus | EU 863-870 | COLD | 16 | 712.5
W1 A design | DN50 FL | 25 | L200 | R800 | T30 | Lora WAN+wMBus | EU 863-870 | COLD | 16 | 717.5
W1 A design | DN50 FL | 40 | L200 | R800 | T30 | Lora WAN+wMBus | EU 863-870 | COLD | 16 | 717.5
W1 B design | DN15 | 1.6 | L110 | R250 | T30 | Lora WAN+wMBus | EU 863-870 | COLD | 16 | 157.5
W1 B design | DN15 | 1.6 | L110 | R250 | T30-T90 | Lora WAN+wMBus | EU 863-870 | COLD | 16 | 162.5
W1 B design | DN15 | 1.6 | L110 | R250 | T50 | Lora WAN+wMBus | EU 863-870 | COLD | 16 | 157.5
W1 B design | DN15 | 1.6 | L110 | R250 | T90 | Lora WAN+wMBus | EU 863-870 | COLD | 16 | 162.5
W1 B design | DN15 | 1.6 | L110 | R315 | T30 | Lora WAN+wMBus | EU 863-870 | COLD | 16 | 157.5
W1 B design | DN15 | 1.6 | L110 | R315 | T30-T90 | Lora WAN+wMBus | EU 863-870 | COLD | 16 | 162.5
W1 B design | DN15 | 1.6 | L110 | R315 | T50 | Lora WAN+wMBus | EU 863-870 | COLD | 16 | 157.5
W1 B design | DN15 | 1.6 | L110 | R315 | T90 | Lora WAN+wMBus | EU 863-870 | COLD | 16 | 162.5
W1 B design | DN15 | 1.6 | L110 | R400 | T30 | Lora WAN+wMBus | EU 863-870 | COLD | 16 | 157.5
W1 B design | DN15 | 1.6 | L110 | R400 | T30-T90 | Lora WAN+wMBus | EU 863-870 | COLD | 16 | 162.5
W1 B design | DN15 | 1.6 | L110 | R400 | T50 | Lora WAN+wMBus | EU 863-870 | COLD | 16 | 157.5
W1 B design | DN15 | 1.6 | L110 | R400 | T90 | Lora WAN+wMBus | EU 863-870 | COLD | 16 | 162.5
W1 B design | DN15 | 1.6 | L110 | R160 | T30 | Lora WAN+wMBus | EU 863-870 | COLD | 16 | 157.5
W1 B design | DN15 | 1.6 | L110 | R160 | T30-T90 | Lora WAN+wMBus | EU 863-870 | COLD | 16 | 162.5
W1 B design | DN15 | 1.6 | L110 | R160 | T50 | Lora WAN+wMBus | EU 863-870 | COLD | 16 | 157.5
W1 B design | DN15 | 1.6 | L110 | R160 | T90 | Lora WAN+wMBus | EU 863-870 | COLD | 16 | 162.5
W1 B design | DN15 | 2.5 | L110 | R250 | T30 | Lora WAN+wMBus | EU 863-870 | COLD | 16 | 157.5
W1 B design | DN15 | 2.5 | L110 | R250 | T30-T90 | Lora WAN+wMBus | EU 863-870 | COLD | 16 | 162.5
W1 B design | DN15 | 2.5 | L110 | R250 | T50 | Lora WAN+wMBus | EU 863-870 | COLD | 16 | 157.5
W1 B design | DN15 | 2.5 | L110 | R250 | T90 | Lora WAN+wMBus | EU 863-870 | COLD | 16 | 162.5
W1 B design | DN15 | 2.5 | L110 | R400 | T30 | Lora WAN+wMBus | EU 863-870 | COLD | 16 | 157.5
W1 B design | DN15 | 2.5 | L110 | R400 | T30-T90 | Lora WAN+wMBus | EU 863-870 | COLD | 16 | 162.5
W1 B design | DN15 | 2.5 | L110 | R400 | T50 | Lora WAN+wMBus | EU 863-870 | COLD | 16 | 157.5
W1 B design | DN15 | 2.5 | L110 | R400 | T90 | Lora WAN+wMBus | EU 863-870 | COLD | 16 | 162.5
W1 B design | DN15 | 2.5 | L110 | R800 | T30 | Lora WAN+wMBus | EU 863-870 | COLD | 16 | 167.5
W1 B design | DN15 | 2.5 | L110 | R800 | T30-T90 | Lora WAN+wMBus | EU 863-870 | COLD | 16 | 172.5
W1 B design | DN15 | 2.5 | L110 | R800 | T50 | Lora WAN+wMBus | EU 863-870 | COLD | 16 | 167.5
W1 B design | DN15 | 2.5 | L110 | R800 | T90 | Lora WAN+wMBus | EU 863-870 | COLD | 16 | 172.5
W1 B design | DN15 | 2.5 | L110 | R160 | T30 | Lora WAN+wMBus | EU 863-870 | COLD | 16 | 157.5
W1 B design | DN15 | 2.5 | L110 | R160 | T30-T90 | Lora WAN+wMBus | EU 863-870 | COLD | 16 | 162.5
W1 B design | DN15 | 2.5 | L110 | R160 | T50 | Lora WAN+wMBus | EU 863-870 | COLD | 16 | 157.5
W1 B design | DN15 | 2.5 | L110 | R160 | T90 | Lora WAN+wMBus | EU 863-870 | COLD | 16 | 162.5
W1 B design | DN15 | 2.5 | L110 | R500 | T30 | Lora WAN+wMBus | EU 863-870 | COLD | 16 | 157.5
W1 B design | DN15 | 2.5 | L110 | R500 | T30-T90 | Lora WAN+wMBus | EU 863-870 | COLD | 16 | 162.5
W1 B design | DN15 | 2.5 | L110 | R500 | T50 | Lora WAN+wMBus | EU 863-870 | COLD | 16 | 157.5
W1 B design | DN15 | 2.5 | L110 | R500 | T90 | Lora WAN+wMBus | EU 863-870 | COLD | 16 | 162.5
W1 B design | DN15 | 1.6 | L110 | R250 | T30 | Lora WAN+wMBus | EU 863-870 | REST | 16 | 157.5
W1 B design | DN15 | 1.6 | L110 | R250 | T30-T90 | Lora WAN+wMBus | EU 863-870 | REST | 16 | 162.5
W1 B design | DN15 | 1.6 | L110 | R250 | T50 | Lora WAN+wMBus | EU 863-870 | REST | 16 | 157.5
W1 B design | DN15 | 1.6 | L110 | R250 | T90 | Lora WAN+wMBus | EU 863-870 | REST | 16 | 162.5
W1 B design | DN15 | 1.6 | L110 | R315 | T30 | Lora WAN+wMBus | EU 863-870 | REST | 16 | 157.5
W1 B design | DN15 | 1.6 | L110 | R315 | T30-T90 | Lora WAN+wMBus | EU 863-870 | REST | 16 | 162.5
W1 B design | DN15 | 1.6 | L110 | R315 | T50 | Lora WAN+wMBus | EU 863-870 | REST | 16 | 157.5
W1 B design | DN15 | 1.6 | L110 | R315 | T90 | Lora WAN+wMBus | EU 863-870 | REST | 16 | 162.5
W1 B design | DN15 | 1.6 | L110 | R400 | T30 | Lora WAN+wMBus | EU 863-870 | REST | 16 | 157.5
W1 B design | DN15 | 1.6 | L110 | R400 | T30-T90 | Lora WAN+wMBus | EU 863-870 | REST | 16 | 162.5
W1 B design | DN15 | 1.6 | L110 | R400 | T50 | Lora WAN+wMBus | EU 863-870 | REST | 16 | 157.5
W1 B design | DN15 | 1.6 | L110 | R400 | T90 | Lora WAN+wMBus | EU 863-870 | REST | 16 | 162.5
W1 B design | DN15 | 1.6 | L110 | R160 | T30 | Lora WAN+wMBus | EU 863-870 | REST | 16 | 157.5
W1 B design | DN15 | 1.6 | L110 | R160 | T30-T90 | Lora WAN+wMBus | EU 863-870 | REST | 16 | 162.5
W1 B design | DN15 | 1.6 | L110 | R160 | T50 | Lora WAN+wMBus | EU 863-870 | REST | 16 | 157.5
W1 B design | DN15 | 1.6 | L110 | R160 | T90 | Lora WAN+wMBus | EU 863-870 | REST | 16 | 162.5
W1 B design | DN15 | 2.5 | L110 | R250 | T30 | Lora WAN+wMBus | EU 863-870 | REST | 16 | 157.5
W1 B design | DN15 | 2.5 | L110 | R250 | T30-T90 | Lora WAN+wMBus | EU 863-870 | REST | 16 | 162.5
W1 B design | DN15 | 2.5 | L110 | R250 | T50 | Lora WAN+wMBus | EU 863-870 | REST | 16 | 157.5
W1 B design | DN15 | 2.5 | L110 | R250 | T90 | Lora WAN+wMBus | EU 863-870 | REST | 16 | 162.5
W1 B design | DN15 | 2.5 | L110 | R400 | T30 | Lora WAN+wMBus | EU 863-870 | REST | 16 | 157.5
W1 B design | DN15 | 2.5 | L110 | R400 | T30-T90 | Lora WAN+wMBus | EU 863-870 | REST | 16 | 162.5
W1 B design | DN15 | 2.5 | L110 | R400 | T50 | Lora WAN+wMBus | EU 863-870 | REST | 16 | 157.5
W1 B design | DN15 | 2.5 | L110 | R400 | T90 | Lora WAN+wMBus | EU 863-870 | REST | 16 | 162.5
W1 B design | DN15 | 2.5 | L110 | R800 | T30 | Lora WAN+wMBus | EU 863-870 | REST | 16 | 167.5
W1 B design | DN15 | 2.5 | L110 | R800 | T30-T90 | Lora WAN+wMBus | EU 863-870 | REST | 16 | 172.5
W1 B design | DN15 | 2.5 | L110 | R800 | T50 | Lora WAN+wMBus | EU 863-870 | REST | 16 | 167.5
W1 B design | DN15 | 2.5 | L110 | R800 | T90 | Lora WAN+wMBus | EU 863-870 | REST | 16 | 172.5
W1 B design | DN15 | 2.5 | L110 | R160 | T30 | Lora WAN+wMBus | EU 863-870 | REST | 16 | 157.5
W1 B design | DN15 | 2.5 | L110 | R160 | T30-T90 | Lora WAN+wMBus | EU 863-870 | REST | 16 | 162.5
W1 B design | DN15 | 2.5 | L110 | R160 | T50 | Lora WAN+wMBus | EU 863-870 | REST | 16 | 157.5
W1 B design | DN15 | 2.5 | L110 | R160 | T90 | Lora WAN+wMBus | EU 863-870 | REST | 16 | 162.5
W1 B design | DN15 | 2.5 | L110 | R500 | T30 | Lora WAN+wMBus | EU 863-870 | REST | 16 | 157.5
W1 B design | DN15 | 2.5 | L110 | R500 | T30-T90 | Lora WAN+wMBus | EU 863-870 | REST | 16 | 162.5
W1 B design | DN15 | 2.5 | L110 | R500 | T50 | Lora WAN+wMBus | EU 863-870 | REST | 16 | 157.5
W1 B design | DN15 | 2.5 | L110 | R500 | T90 | Lora WAN+wMBus | EU 863-870 | REST | 16 | 162.5
W1 B design | DN20 | 2.5 | L105 | R250 | T30 | Lora WAN+wMBus | EU 863-870 | COLD | 16 | 157.5
W1 B design | DN20 | 2.5 | L105 | R250 | T30-T90 | Lora WAN+wMBus | EU 863-870 | COLD | 16 | 162.5
W1 B design | DN20 | 2.5 | L105 | R250 | T50 | Lora WAN+wMBus | EU 863-870 | COLD | 16 | 157.5
W1 B design | DN20 | 2.5 | L105 | R250 | T90 | Lora WAN+wMBus | EU 863-870 | COLD | 16 | 162.5
W1 B design | DN20 | 2.5 | L105 | R400 | T30 | Lora WAN+wMBus | EU 863-870 | COLD | 16 | 157.5
W1 B design | DN20 | 2.5 | L105 | R400 | T30-T90 | Lora WAN+wMBus | EU 863-870 | COLD | 16 | 162.5
W1 B design | DN20 | 2.5 | L105 | R400 | T50 | Lora WAN+wMBus | EU 863-870 | COLD | 16 | 157.5
W1 B design | DN20 | 2.5 | L105 | R400 | T90 | Lora WAN+wMBus | EU 863-870 | COLD | 16 | 162.5
W1 B design | DN20 | 2.5 | L105 | R160 | T30 | Lora WAN+wMBus | EU 863-870 | COLD | 16 | 157.5
W1 B design | DN20 | 2.5 | L105 | R160 | T30-T90 | Lora WAN+wMBus | EU 863-870 | COLD | 16 | 162.5
W1 B design | DN20 | 2.5 | L105 | R160 | T50 | Lora WAN+wMBus | EU 863-870 | COLD | 16 | 157.5
W1 B design | DN20 | 2.5 | L105 | R160 | T90 | Lora WAN+wMBus | EU 863-870 | COLD | 16 | 162.5
W1 B design | DN20 | 4 | L105 | R250 | T30 | Lora WAN+wMBus | EU 863-870 | COLD | 16 | 157.5
W1 B design | DN20 | 4 | L105 | R250 | T30-T90 | Lora WAN+wMBus | EU 863-870 | COLD | 16 | 162.5
W1 B design | DN20 | 4 | L105 | R250 | T50 | Lora WAN+wMBus | EU 863-870 | COLD | 16 | 157.5
W1 B design | DN20 | 4 | L105 | R250 | T90 | Lora WAN+wMBus | EU 863-870 | COLD | 16 | 162.5
W1 B design | DN20 | 4 | L105 | R400 | T30 | Lora WAN+wMBus | EU 863-870 | COLD | 16 | 157.5
W1 B design | DN20 | 4 | L105 | R400 | T30-T90 | Lora WAN+wMBus | EU 863-870 | COLD | 16 | 162.5
W1 B design | DN20 | 4 | L105 | R400 | T50 | Lora WAN+wMBus | EU 863-870 | COLD | 16 | 157.5
W1 B design | DN20 | 4 | L105 | R400 | T90 | Lora WAN+wMBus | EU 863-870 | COLD | 16 | 162.5
W1 B design | DN20 | 4 | L105 | R800 | T30 | Lora WAN+wMBus | EU 863-870 | COLD | 16 | 167.5
W1 B design | DN20 | 4 | L105 | R800 | T30-T90 | Lora WAN+wMBus | EU 863-870 | COLD | 16 | 172.5
W1 B design | DN20 | 4 | L105 | R800 | T50 | Lora WAN+wMBus | EU 863-870 | COLD | 16 | 167.5
W1 B design | DN20 | 4 | L105 | R800 | T90 | Lora WAN+wMBus | EU 863-870 | COLD | 16 | 172.5
W1 B design | DN20 | 4 | L105 | R160 | T30 | Lora WAN+wMBus | EU 863-870 | COLD | 16 | 157.5
W1 B design | DN20 | 4 | L105 | R160 | T30-T90 | Lora WAN+wMBus | EU 863-870 | COLD | 16 | 162.5
W1 B design | DN20 | 4 | L105 | R160 | T50 | Lora WAN+wMBus | EU 863-870 | COLD | 16 | 157.5
W1 B design | DN20 | 4 | L105 | R160 | T90 | Lora WAN+wMBus | EU 863-870 | COLD | 16 | 162.5
W1 B design | DN20 | 4 | L105 | R500 | T30 | Lora WAN+wMBus | EU 863-870 | COLD | 16 | 157.5
W1 B design | DN20 | 4 | L105 | R500 | T30-T90 | Lora WAN+wMBus | EU 863-870 | COLD | 16 | 162.5
W1 B design | DN20 | 4 | L105 | R500 | T50 | Lora WAN+wMBus | EU 863-870 | COLD | 16 | 157.5
W1 B design | DN20 | 4 | L105 | R500 | T90 | Lora WAN+wMBus | EU 863-870 | COLD | 16 | 162.5
W1 B design | DN20 | 2.5 | L105 | R250 | T30 | Lora WAN+wMBus | EU 863-870 | REST | 16 | 157.5
W1 B design | DN20 | 2.5 | L105 | R250 | T30-T90 | Lora WAN+wMBus | EU 863-870 | REST | 16 | 162.5
W1 B design | DN20 | 2.5 | L105 | R250 | T50 | Lora WAN+wMBus | EU 863-870 | REST | 16 | 157.5
W1 B design | DN20 | 2.5 | L105 | R250 | T90 | Lora WAN+wMBus | EU 863-870 | REST | 16 | 162.5
W1 B design | DN20 | 2.5 | L105 | R400 | T30 | Lora WAN+wMBus | EU 863-870 | REST | 16 | 157.5
W1 B design | DN20 | 2.5 | L105 | R400 | T30-T90 | Lora WAN+wMBus | EU 863-870 | REST | 16 | 162.5
W1 B design | DN20 | 2.5 | L105 | R400 | T50 | Lora WAN+wMBus | EU 863-870 | REST | 16 | 157.5
W1 B design | DN20 | 2.5 | L105 | R400 | T90 | Lora WAN+wMBus | EU 863-870 | REST | 16 | 162.5
W1 B design | DN20 | 2.5 | L105 | R160 | T30 | Lora WAN+wMBus | EU 863-870 | REST | 16 | 157.5
W1 B design | DN20 | 2.5 | L105 | R160 | T30-T90 | Lora WAN+wMBus | EU 863-870 | REST | 16 | 162.5
W1 B design | DN20 | 2.5 | L105 | R160 | T50 | Lora WAN+wMBus | EU 863-870 | REST | 16 | 157.5
W1 B design | DN20 | 2.5 | L105 | R160 | T90 | Lora WAN+wMBus | EU 863-870 | REST | 16 | 162.5
W1 B design | DN20 | 4 | L105 | R250 | T30 | Lora WAN+wMBus | EU 863-870 | REST | 16 | 157.5
W1 B design | DN20 | 4 | L105 | R250 | T30-T90 | Lora WAN+wMBus | EU 863-870 | REST | 16 | 162.5
W1 B design | DN20 | 4 | L105 | R250 | T50 | Lora WAN+wMBus | EU 863-870 | REST | 16 | 157.5
W1 B design | DN20 | 4 | L105 | R250 | T90 | Lora WAN+wMBus | EU 863-870 | REST | 16 | 162.5
W1 B design | DN20 | 4 | L105 | R400 | T30 | Lora WAN+wMBus | EU 863-870 | REST | 16 | 157.5
W1 B design | DN20 | 4 | L105 | R400 | T30-T90 | Lora WAN+wMBus | EU 863-870 | REST | 16 | 162.5
W1 B design | DN20 | 4 | L105 | R400 | T50 | Lora WAN+wMBus | EU 863-870 | REST | 16 | 157.5
W1 B design | DN20 | 4 | L105 | R400 | T90 | Lora WAN+wMBus | EU 863-870 | REST | 16 | 162.5
W1 B design | DN20 | 4 | L105 | R800 | T30 | Lora WAN+wMBus | EU 863-870 | REST | 16 | 167.5
W1 B design | DN20 | 4 | L105 | R800 | T30-T90 | Lora WAN+wMBus | EU 863-870 | REST | 16 | 172.5
W1 B design | DN20 | 4 | L105 | R800 | T50 | Lora WAN+wMBus | EU 863-870 | REST | 16 | 167.5
W1 B design | DN20 | 4 | L105 | R800 | T90 | Lora WAN+wMBus | EU 863-870 | REST | 16 | 172.5
W1 B design | DN20 | 4 | L105 | R160 | T30 | Lora WAN+wMBus | EU 863-870 | REST | 16 | 157.5
W1 B design | DN20 | 4 | L105 | R160 | T30-T90 | Lora WAN+wMBus | EU 863-870 | REST | 16 | 162.5
W1 B design | DN20 | 4 | L105 | R160 | T50 | Lora WAN+wMBus | EU 863-870 | REST | 16 | 157.5
W1 B design | DN20 | 4 | L105 | R160 | T90 | Lora WAN+wMBus | EU 863-870 | REST | 16 | 162.5
W1 B design | DN20 | 4 | L105 | R500 | T30 | Lora WAN+wMBus | EU 863-870 | REST | 16 | 157.5
W1 B design | DN20 | 4 | L105 | R500 | T30-T90 | Lora WAN+wMBus | EU 863-870 | REST | 16 | 162.5
W1 B design | DN20 | 4 | L105 | R500 | T50 | Lora WAN+wMBus | EU 863-870 | REST | 16 | 157.5
W1 B design | DN20 | 4 | L105 | R500 | T90 | Lora WAN+wMBus | EU 863-870 | REST | 16 | 162.5
W1 B design | DN20 | 2.5 | L130 | R250 | T30 | Lora WAN+wMBus | EU 863-870 | COLD | 16 | 157.5
W1 B design | DN20 | 2.5 | L130 | R250 | T30-T90 | Lora WAN+wMBus | EU 863-870 | COLD | 16 | 162.5
W1 B design | DN20 | 2.5 | L130 | R250 | T50 | Lora WAN+wMBus | EU 863-870 | COLD | 16 | 157.5
W1 B design | DN20 | 2.5 | L130 | R250 | T90 | Lora WAN+wMBus | EU 863-870 | COLD | 16 | 162.5
W1 B design | DN20 | 2.5 | L130 | R400 | T30 | Lora WAN+wMBus | EU 863-870 | COLD | 16 | 157.5
W1 B design | DN20 | 2.5 | L130 | R400 | T30-T90 | Lora WAN+wMBus | EU 863-870 | COLD | 16 | 162.5
W1 B design | DN20 | 2.5 | L130 | R400 | T50 | Lora WAN+wMBus | EU 863-870 | COLD | 16 | 157.5
W1 B design | DN20 | 2.5 | L130 | R400 | T90 | Lora WAN+wMBus | EU 863-870 | COLD | 16 | 162.5
W1 B design | DN20 | 2.5 | L130 | R160 | T30 | Lora WAN+wMBus | EU 863-870 | COLD | 16 | 157.5
W1 B design | DN20 | 2.5 | L130 | R160 | T30-T90 | Lora WAN+wMBus | EU 863-870 | COLD | 16 | 162.5
W1 B design | DN20 | 2.5 | L130 | R160 | T50 | Lora WAN+wMBus | EU 863-870 | COLD | 16 | 157.5
W1 B design | DN20 | 2.5 | L130 | R160 | T90 | Lora WAN+wMBus | EU 863-870 | COLD | 16 | 162.5
W1 B design | DN20 | 4 | L130 | R250 | T30 | Lora WAN+wMBus | EU 863-870 | COLD | 16 | 157.5
W1 B design | DN20 | 4 | L130 | R250 | T30-T90 | Lora WAN+wMBus | EU 863-870 | COLD | 16 | 162.5
W1 B design | DN20 | 4 | L130 | R250 | T50 | Lora WAN+wMBus | EU 863-870 | COLD | 16 | 157.5
W1 B design | DN20 | 4 | L130 | R250 | T90 | Lora WAN+wMBus | EU 863-870 | COLD | 16 | 162.5
W1 B design | DN20 | 4 | L130 | R400 | T30 | Lora WAN+wMBus | EU 863-870 | COLD | 16 | 157.5
W1 B design | DN20 | 4 | L130 | R400 | T30-T90 | Lora WAN+wMBus | EU 863-870 | COLD | 16 | 162.5
W1 B design | DN20 | 4 | L130 | R400 | T50 | Lora WAN+wMBus | EU 863-870 | COLD | 16 | 157.5
W1 B design | DN20 | 4 | L130 | R400 | T90 | Lora WAN+wMBus | EU 863-870 | COLD | 16 | 162.5
W1 B design | DN20 | 4 | L130 | R80 | T30 | Lora WAN+wMBus | EU 863-870 | COLD | 16 | 157.5
W1 B design | DN20 | 4 | L130 | R80 | T30-T90 | Lora WAN+wMBus | EU 863-870 | COLD | 16 | 162.5
W1 B design | DN20 | 4 | L130 | R80 | T50 | Lora WAN+wMBus | EU 863-870 | COLD | 16 | 157.5
W1 B design | DN20 | 4 | L130 | R80 | T90 | Lora WAN+wMBus | EU 863-870 | COLD | 16 | 162.5
W1 B design | DN20 | 4 | L130 | R800 | T30 | Lora WAN+wMBus | EU 863-870 | COLD | 16 | 167.5
W1 B design | DN20 | 4 | L130 | R800 | T30-T90 | Lora WAN+wMBus | EU 863-870 | COLD | 16 | 172.5
W1 B design | DN20 | 4 | L130 | R800 | T50 | Lora WAN+wMBus | EU 863-870 | COLD | 16 | 167.5
W1 B design | DN20 | 4 | L130 | R800 | T90 | Lora WAN+wMBus | EU 863-870 | COLD | 16 | 172.5
W1 B design | DN20 | 4 | L130 | R160 | T30 | Lora WAN+wMBus | EU 863-870 | COLD | 16 | 157.5
W1 B design | DN20 | 4 | L130 | R160 | T30-T90 | Lora WAN+wMBus | EU 863-870 | COLD | 16 | 162.5
W1 B design | DN20 | 4 | L130 | R160 | T50 | Lora WAN+wMBus | EU 863-870 | COLD | 16 | 157.5
W1 B design | DN20 | 4 | L130 | R160 | T90 | Lora WAN+wMBus | EU 863-870 | COLD | 16 | 162.5
W1 B design | DN20 | 4 | L130 | R500 | T30 | Lora WAN+wMBus | EU 863-870 | COLD | 16 | 157.5
W1 B design | DN20 | 4 | L130 | R500 | T30-T90 | Lora WAN+wMBus | EU 863-870 | COLD | 16 | 162.5
W1 B design | DN20 | 4 | L130 | R500 | T50 | Lora WAN+wMBus | EU 863-870 | COLD | 16 | 157.5
W1 B design | DN20 | 4 | L130 | R500 | T90 | Lora WAN+wMBus | EU 863-870 | COLD | 16 | 162.5
W1 B design | DN20 | 2.5 | L130 | R250 | T30 | Lora WAN+wMBus | EU 863-870 | REST | 16 | 157.5
W1 B design | DN20 | 2.5 | L130 | R250 | T30-T90 | Lora WAN+wMBus | EU 863-870 | REST | 16 | 162.5
W1 B design | DN20 | 2.5 | L130 | R250 | T50 | Lora WAN+wMBus | EU 863-870 | REST | 16 | 157.5
W1 B design | DN20 | 2.5 | L130 | R250 | T90 | Lora WAN+wMBus | EU 863-870 | REST | 16 | 162.5
W1 B design | DN20 | 2.5 | L130 | R400 | T30 | Lora WAN+wMBus | EU 863-870 | REST | 16 | 157.5
W1 B design | DN20 | 2.5 | L130 | R400 | T30-T90 | Lora WAN+wMBus | EU 863-870 | REST | 16 | 162.5
W1 B design | DN20 | 2.5 | L130 | R400 | T50 | Lora WAN+wMBus | EU 863-870 | REST | 16 | 157.5
W1 B design | DN20 | 2.5 | L130 | R400 | T90 | Lora WAN+wMBus | EU 863-870 | REST | 16 | 162.5
W1 B design | DN20 | 2.5 | L130 | R160 | T30 | Lora WAN+wMBus | EU 863-870 | REST | 16 | 157.5
W1 B design | DN20 | 2.5 | L130 | R160 | T30-T90 | Lora WAN+wMBus | EU 863-870 | REST | 16 | 162.5
W1 B design | DN20 | 2.5 | L130 | R160 | T50 | Lora WAN+wMBus | EU 863-870 | REST | 16 | 157.5
W1 B design | DN20 | 2.5 | L130 | R160 | T90 | Lora WAN+wMBus | EU 863-870 | REST | 16 | 162.5
W1 B design | DN20 | 4 | L130 | R250 | T30 | Lora WAN+wMBus | EU 863-870 | REST | 16 | 157.5
W1 B design | DN20 | 4 | L130 | R250 | T30-T90 | Lora WAN+wMBus | EU 863-870 | REST | 16 | 162.5
W1 B design | DN20 | 4 | L130 | R250 | T50 | Lora WAN+wMBus | EU 863-870 | REST | 16 | 157.5
W1 B design | DN20 | 4 | L130 | R250 | T90 | Lora WAN+wMBus | EU 863-870 | REST | 16 | 162.5
W1 B design | DN20 | 4 | L130 | R400 | T30 | Lora WAN+wMBus | EU 863-870 | REST | 16 | 157.5
W1 B design | DN20 | 4 | L130 | R400 | T30-T90 | Lora WAN+wMBus | EU 863-870 | REST | 16 | 162.5
W1 B design | DN20 | 4 | L130 | R400 | T50 | Lora WAN+wMBus | EU 863-870 | REST | 16 | 157.5
W1 B design | DN20 | 4 | L130 | R400 | T90 | Lora WAN+wMBus | EU 863-870 | REST | 16 | 162.5
W1 B design | DN20 | 4 | L130 | R80 | T30 | Lora WAN+wMBus | EU 863-870 | REST | 16 | 157.5
W1 B design | DN20 | 4 | L130 | R80 | T30-T90 | Lora WAN+wMBus | EU 863-870 | REST | 16 | 162.5
W1 B design | DN20 | 4 | L130 | R80 | T50 | Lora WAN+wMBus | EU 863-870 | REST | 16 | 157.5
W1 B design | DN20 | 4 | L130 | R80 | T90 | Lora WAN+wMBus | EU 863-870 | REST | 16 | 162.5
W1 B design | DN20 | 4 | L130 | R800 | T30 | Lora WAN+wMBus | EU 863-870 | REST | 16 | 167.5
W1 B design | DN20 | 4 | L130 | R800 | T30-T90 | Lora WAN+wMBus | EU 863-870 | REST | 16 | 172.5
W1 B design | DN20 | 4 | L130 | R800 | T50 | Lora WAN+wMBus | EU 863-870 | REST | 16 | 167.5
W1 B design | DN20 | 4 | L130 | R800 | T90 | Lora WAN+wMBus | EU 863-870 | REST | 16 | 172.5
W1 B design | DN20 | 4 | L130 | R160 | T30 | Lora WAN+wMBus | EU 863-870 | REST | 16 | 157.5
W1 B design | DN20 | 4 | L130 | R160 | T30-T90 | Lora WAN+wMBus | EU 863-870 | REST | 16 | 162.5
W1 B design | DN20 | 4 | L130 | R160 | T50 | Lora WAN+wMBus | EU 863-870 | REST | 16 | 157.5
W1 B design | DN20 | 4 | L130 | R160 | T90 | Lora WAN+wMBus | EU 863-870 | REST | 16 | 162.5
W1 B design | DN20 | 4 | L130 | R500 | T30 | Lora WAN+wMBus | EU 863-870 | REST | 16 | 157.5
W1 B design | DN20 | 4 | L130 | R500 | T30-T90 | Lora WAN+wMBus | EU 863-870 | REST | 16 | 162.5
W1 B design | DN20 | 4 | L130 | R500 | T50 | Lora WAN+wMBus | EU 863-870 | REST | 16 | 157.5
W1 B design | DN20 | 4 | L130 | R500 | T90 | Lora WAN+wMBus | EU 863-870 | REST | 16 | 162.5
W1 B design | DN20 | 2.5 | L130 SU IGILINIMU | R250 | T30 | Lora WAN+wMBus | EU 863-870 | COLD | 16 | 157.5
W1 B design | DN20 | 2.5 | L130 SU IGILINIMU | R250 | T50 | Lora WAN+wMBus | EU 863-870 | COLD | 16 | 157.5
W1 B design | DN20 | 2.5 | L130 SU IGILINIMU | R400 | T30 | Lora WAN+wMBus | EU 863-870 | COLD | 16 | 157.5
W1 B design | DN20 | 2.5 | L130 SU IGILINIMU | R400 | T50 | Lora WAN+wMBus | EU 863-870 | COLD | 16 | 157.5
W1 B design | DN20 | 2.5 | L130 SU IGILINIMU | R160 | T30 | Lora WAN+wMBus | EU 863-870 | COLD | 16 | 157.5
W1 B design | DN20 | 2.5 | L130 SU IGILINIMU | R160 | T50 | Lora WAN+wMBus | EU 863-870 | COLD | 16 | 157.5
W1 B design | DN20 | 4 | L130 SU IGILINIMU | R250 | T30 | Lora WAN+wMBus | EU 863-870 | COLD | 16 | 157.5
W1 B design | DN20 | 4 | L130 SU IGILINIMU | R250 | T50 | Lora WAN+wMBus | EU 863-870 | COLD | 16 | 157.5
W1 B design | DN20 | 4 | L130 SU IGILINIMU | R400 | T30 | Lora WAN+wMBus | EU 863-870 | COLD | 16 | 157.5
W1 B design | DN20 | 4 | L130 SU IGILINIMU | R400 | T50 | Lora WAN+wMBus | EU 863-870 | COLD | 16 | 157.5
W1 B design | DN20 | 4 | L130 SU IGILINIMU | R80 | T30 | Lora WAN+wMBus | EU 863-870 | COLD | 16 | 157.5
W1 B design | DN20 | 4 | L130 SU IGILINIMU | R80 | T50 | Lora WAN+wMBus | EU 863-870 | COLD | 16 | 157.5
W1 B design | DN20 | 4 | L130 SU IGILINIMU | R800 | T30 | Lora WAN+wMBus | EU 863-870 | COLD | 16 | 167.5
W1 B design | DN20 | 4 | L130 SU IGILINIMU | R800 | T50 | Lora WAN+wMBus | EU 863-870 | COLD | 16 | 167.5
W1 B design | DN20 | 4 | L130 SU IGILINIMU | R160 | T30 | Lora WAN+wMBus | EU 863-870 | COLD | 16 | 157.5
W1 B design | DN20 | 4 | L130 SU IGILINIMU | R160 | T50 | Lora WAN+wMBus | EU 863-870 | COLD | 16 | 157.5
W1 B design | DN20 | 4 | L130 SU IGILINIMU | R500 | T30 | Lora WAN+wMBus | EU 863-870 | COLD | 16 | 157.5
W1 B design | DN20 | 4 | L130 SU IGILINIMU | R500 | T50 | Lora WAN+wMBus | EU 863-870 | COLD | 16 | 157.5
W1 B design | DN20 | 2.5 | L130 SU IGILINIMU | R250 | T30-T90 | Lora WAN+wMBus | EU 863-870 | REST | 16 | 162.5
W1 B design | DN20 | 2.5 | L130 SU IGILINIMU | R250 | T90 | Lora WAN+wMBus | EU 863-870 | REST | 16 | 162.5
W1 B design | DN20 | 2.5 | L130 SU IGILINIMU | R400 | T30-T90 | Lora WAN+wMBus | EU 863-870 | REST | 16 | 162.5
W1 B design | DN20 | 2.5 | L130 SU IGILINIMU | R400 | T90 | Lora WAN+wMBus | EU 863-870 | REST | 16 | 162.5
W1 B design | DN20 | 2.5 | L130 SU IGILINIMU | R160 | T30-T90 | Lora WAN+wMBus | EU 863-870 | REST | 16 | 162.5
W1 B design | DN20 | 2.5 | L130 SU IGILINIMU | R160 | T90 | Lora WAN+wMBus | EU 863-870 | REST | 16 | 162.5
W1 B design | DN20 | 4 | L130 SU IGILINIMU | R250 | T30-T90 | Lora WAN+wMBus | EU 863-870 | REST | 16 | 162.5
W1 B design | DN20 | 4 | L130 SU IGILINIMU | R250 | T90 | Lora WAN+wMBus | EU 863-870 | REST | 16 | 162.5
W1 B design | DN20 | 4 | L130 SU IGILINIMU | R400 | T30-T90 | Lora WAN+wMBus | EU 863-870 | REST | 16 | 162.5
W1 B design | DN20 | 4 | L130 SU IGILINIMU | R400 | T90 | Lora WAN+wMBus | EU 863-870 | REST | 16 | 162.5
W1 B design | DN20 | 4 | L130 SU IGILINIMU | R80 | T30-T90 | Lora WAN+wMBus | EU 863-870 | REST | 16 | 162.5
W1 B design | DN20 | 4 | L130 SU IGILINIMU | R80 | T90 | Lora WAN+wMBus | EU 863-870 | REST | 16 | 162.5
W1 B design | DN20 | 4 | L130 SU IGILINIMU | R800 | T30-T90 | Lora WAN+wMBus | EU 863-870 | REST | 16 | 172.5
W1 B design | DN20 | 4 | L130 SU IGILINIMU | R800 | T90 | Lora WAN+wMBus | EU 863-870 | REST | 16 | 172.5
W1 B design | DN20 | 4 | L130 SU IGILINIMU | R160 | T30-T90 | Lora WAN+wMBus | EU 863-870 | REST | 16 | 162.5
W1 B design | DN20 | 4 | L130 SU IGILINIMU | R160 | T90 | Lora WAN+wMBus | EU 863-870 | REST | 16 | 162.5
W1 B design | DN20 | 4 | L130 SU IGILINIMU | R500 | T30-T90 | Lora WAN+wMBus | EU 863-870 | REST | 16 | 162.5
W1 B design | DN20 | 4 | L130 SU IGILINIMU | R500 | T90 | Lora WAN+wMBus | EU 863-870 | REST | 16 | 162.5
W1 B design | DN20 | 2.5 | L165 | R250 | T30 | Lora WAN+wMBus | EU 863-870 | COLD | 16 | 157.5
W1 B design | DN20 | 2.5 | L165 | R250 | T30-T90 | Lora WAN+wMBus | EU 863-870 | COLD | 16 | 162.5
W1 B design | DN20 | 2.5 | L165 | R250 | T50 | Lora WAN+wMBus | EU 863-870 | COLD | 16 | 157.5
W1 B design | DN20 | 2.5 | L165 | R250 | T90 | Lora WAN+wMBus | EU 863-870 | COLD | 16 | 162.5
W1 B design | DN20 | 2.5 | L165 | R400 | T30 | Lora WAN+wMBus | EU 863-870 | COLD | 16 | 157.5
W1 B design | DN20 | 2.5 | L165 | R400 | T30-T90 | Lora WAN+wMBus | EU 863-870 | COLD | 16 | 162.5
W1 B design | DN20 | 2.5 | L165 | R400 | T50 | Lora WAN+wMBus | EU 863-870 | COLD | 16 | 157.5
W1 B design | DN20 | 2.5 | L165 | R400 | T90 | Lora WAN+wMBus | EU 863-870 | COLD | 16 | 162.5
W1 B design | DN20 | 2.5 | L165 | R160 | T30 | Lora WAN+wMBus | EU 863-870 | COLD | 16 | 157.5
W1 B design | DN20 | 2.5 | L165 | R160 | T30-T90 | Lora WAN+wMBus | EU 863-870 | COLD | 16 | 162.5
W1 B design | DN20 | 2.5 | L165 | R160 | T50 | Lora WAN+wMBus | EU 863-870 | COLD | 16 | 157.5
W1 B design | DN20 | 2.5 | L165 | R160 | T90 | Lora WAN+wMBus | EU 863-870 | COLD | 16 | 162.5
W1 B design | DN20 | 4 | L165 | R250 | T30 | Lora WAN+wMBus | EU 863-870 | COLD | 16 | 157.5
W1 B design | DN20 | 4 | L165 | R250 | T30-T90 | Lora WAN+wMBus | EU 863-870 | COLD | 16 | 162.5
W1 B design | DN20 | 4 | L165 | R250 | T50 | Lora WAN+wMBus | EU 863-870 | COLD | 16 | 157.5
W1 B design | DN20 | 4 | L165 | R250 | T90 | Lora WAN+wMBus | EU 863-870 | COLD | 16 | 162.5
W1 B design | DN20 | 4 | L165 | R400 | T30 | Lora WAN+wMBus | EU 863-870 | COLD | 16 | 157.5
W1 B design | DN20 | 4 | L165 | R400 | T30-T90 | Lora WAN+wMBus | EU 863-870 | COLD | 16 | 162.5
W1 B design | DN20 | 4 | L165 | R400 | T50 | Lora WAN+wMBus | EU 863-870 | COLD | 16 | 157.5
W1 B design | DN20 | 4 | L165 | R400 | T90 | Lora WAN+wMBus | EU 863-870 | COLD | 16 | 162.5
W1 B design | DN20 | 4 | L165 | R800 | T30 | Lora WAN+wMBus | EU 863-870 | COLD | 16 | 167.5
W1 B design | DN20 | 4 | L165 | R800 | T30-T90 | Lora WAN+wMBus | EU 863-870 | COLD | 16 | 172.5
W1 B design | DN20 | 4 | L165 | R800 | T50 | Lora WAN+wMBus | EU 863-870 | COLD | 16 | 167.5
W1 B design | DN20 | 4 | L165 | R800 | T90 | Lora WAN+wMBus | EU 863-870 | COLD | 16 | 172.5
W1 B design | DN20 | 4 | L165 | R160 | T30 | Lora WAN+wMBus | EU 863-870 | COLD | 16 | 157.5
W1 B design | DN20 | 4 | L165 | R160 | T30-T90 | Lora WAN+wMBus | EU 863-870 | COLD | 16 | 162.5
W1 B design | DN20 | 4 | L165 | R160 | T50 | Lora WAN+wMBus | EU 863-870 | COLD | 16 | 157.5
W1 B design | DN20 | 4 | L165 | R160 | T90 | Lora WAN+wMBus | EU 863-870 | COLD | 16 | 162.5
W1 B design | DN20 | 4 | L165 | R500 | T30 | Lora WAN+wMBus | EU 863-870 | COLD | 16 | 157.5
W1 B design | DN20 | 4 | L165 | R500 | T30-T90 | Lora WAN+wMBus | EU 863-870 | COLD | 16 | 162.5
W1 B design | DN20 | 4 | L165 | R500 | T50 | Lora WAN+wMBus | EU 863-870 | COLD | 16 | 157.5
W1 B design | DN20 | 4 | L165 | R500 | T90 | Lora WAN+wMBus | EU 863-870 | COLD | 16 | 162.5
W1 B design | DN20 | 2.5 | L165 | R250 | T30 | Lora WAN+wMBus | EU 863-870 | REST | 16 | 157.5
W1 B design | DN20 | 2.5 | L165 | R250 | T30-T90 | Lora WAN+wMBus | EU 863-870 | REST | 16 | 162.5
W1 B design | DN20 | 2.5 | L165 | R250 | T50 | Lora WAN+wMBus | EU 863-870 | REST | 16 | 157.5
W1 B design | DN20 | 2.5 | L165 | R250 | T90 | Lora WAN+wMBus | EU 863-870 | REST | 16 | 162.5
W1 B design | DN20 | 2.5 | L165 | R400 | T30 | Lora WAN+wMBus | EU 863-870 | REST | 16 | 157.5
W1 B design | DN20 | 2.5 | L165 | R400 | T30-T90 | Lora WAN+wMBus | EU 863-870 | REST | 16 | 162.5
W1 B design | DN20 | 2.5 | L165 | R400 | T50 | Lora WAN+wMBus | EU 863-870 | REST | 16 | 157.5
W1 B design | DN20 | 2.5 | L165 | R400 | T90 | Lora WAN+wMBus | EU 863-870 | REST | 16 | 162.5
W1 B design | DN20 | 2.5 | L165 | R160 | T30 | Lora WAN+wMBus | EU 863-870 | REST | 16 | 157.5
W1 B design | DN20 | 2.5 | L165 | R160 | T30-T90 | Lora WAN+wMBus | EU 863-870 | REST | 16 | 162.5
W1 B design | DN20 | 2.5 | L165 | R160 | T50 | Lora WAN+wMBus | EU 863-870 | REST | 16 | 157.5
W1 B design | DN20 | 2.5 | L165 | R160 | T90 | Lora WAN+wMBus | EU 863-870 | REST | 16 | 162.5
W1 B design | DN20 | 4 | L165 | R250 | T30 | Lora WAN+wMBus | EU 863-870 | REST | 16 | 157.5
W1 B design | DN20 | 4 | L165 | R250 | T30-T90 | Lora WAN+wMBus | EU 863-870 | REST | 16 | 162.5
W1 B design | DN20 | 4 | L165 | R250 | T50 | Lora WAN+wMBus | EU 863-870 | REST | 16 | 157.5
W1 B design | DN20 | 4 | L165 | R250 | T90 | Lora WAN+wMBus | EU 863-870 | REST | 16 | 162.5
W1 B design | DN20 | 4 | L165 | R400 | T30 | Lora WAN+wMBus | EU 863-870 | REST | 16 | 157.5
W1 B design | DN20 | 4 | L165 | R400 | T30-T90 | Lora WAN+wMBus | EU 863-870 | REST | 16 | 162.5
W1 B design | DN20 | 4 | L165 | R400 | T50 | Lora WAN+wMBus | EU 863-870 | REST | 16 | 157.5
W1 B design | DN20 | 4 | L165 | R400 | T90 | Lora WAN+wMBus | EU 863-870 | REST | 16 | 162.5
W1 B design | DN20 | 4 | L165 | R800 | T30 | Lora WAN+wMBus | EU 863-870 | REST | 16 | 167.5
W1 B design | DN20 | 4 | L165 | R800 | T30-T90 | Lora WAN+wMBus | EU 863-870 | REST | 16 | 172.5
W1 B design | DN20 | 4 | L165 | R800 | T50 | Lora WAN+wMBus | EU 863-870 | REST | 16 | 167.5
W1 B design | DN20 | 4 | L165 | R800 | T90 | Lora WAN+wMBus | EU 863-870 | REST | 16 | 172.5
W1 B design | DN20 | 4 | L165 | R160 | T30 | Lora WAN+wMBus | EU 863-870 | REST | 16 | 157.5
W1 B design | DN20 | 4 | L165 | R160 | T30-T90 | Lora WAN+wMBus | EU 863-870 | REST | 16 | 162.5
W1 B design | DN20 | 4 | L165 | R160 | T50 | Lora WAN+wMBus | EU 863-870 | REST | 16 | 157.5
W1 B design | DN20 | 4 | L165 | R160 | T90 | Lora WAN+wMBus | EU 863-870 | REST | 16 | 162.5
W1 B design | DN20 | 4 | L165 | R500 | T30 | Lora WAN+wMBus | EU 863-870 | REST | 16 | 157.5
W1 B design | DN20 | 4 | L165 | R500 | T30-T90 | Lora WAN+wMBus | EU 863-870 | REST | 16 | 162.5
W1 B design | DN20 | 4 | L165 | R500 | T50 | Lora WAN+wMBus | EU 863-870 | REST | 16 | 157.5
W1 B design | DN20 | 4 | L165 | R500 | T90 | Lora WAN+wMBus | EU 863-870 | REST | 16 | 162.5
W1 B design | DN20 | 2.5 | L190 | R250 | T30 | Lora WAN+wMBus | EU 863-870 | COLD | 16 | 157.5
W1 B design | DN20 | 2.5 | L190 | R250 | T30-T90 | Lora WAN+wMBus | EU 863-870 | COLD | 16 | 162.5
W1 B design | DN20 | 2.5 | L190 | R250 | T50 | Lora WAN+wMBus | EU 863-870 | COLD | 16 | 157.5
W1 B design | DN20 | 2.5 | L190 | R250 | T90 | Lora WAN+wMBus | EU 863-870 | COLD | 16 | 162.5
W1 B design | DN20 | 2.5 | L190 | R400 | T30 | Lora WAN+wMBus | EU 863-870 | COLD | 16 | 157.5
W1 B design | DN20 | 2.5 | L190 | R400 | T30-T90 | Lora WAN+wMBus | EU 863-870 | COLD | 16 | 162.5
W1 B design | DN20 | 2.5 | L190 | R400 | T50 | Lora WAN+wMBus | EU 863-870 | COLD | 16 | 157.5
W1 B design | DN20 | 2.5 | L190 | R400 | T90 | Lora WAN+wMBus | EU 863-870 | COLD | 16 | 162.5
W1 B design | DN20 | 2.5 | L190 | R160 | T30 | Lora WAN+wMBus | EU 863-870 | COLD | 16 | 157.5
W1 B design | DN20 | 2.5 | L190 | R160 | T30-T90 | Lora WAN+wMBus | EU 863-870 | COLD | 16 | 162.5
W1 B design | DN20 | 2.5 | L190 | R160 | T50 | Lora WAN+wMBus | EU 863-870 | COLD | 16 | 157.5
W1 B design | DN20 | 2.5 | L190 | R160 | T90 | Lora WAN+wMBus | EU 863-870 | COLD | 16 | 162.5
W1 B design | DN20 | 4 | L190 | R250 | T30 | Lora WAN+wMBus | EU 863-870 | COLD | 16 | 157.5
W1 B design | DN20 | 4 | L190 | R250 | T30-T90 | Lora WAN+wMBus | EU 863-870 | COLD | 16 | 162.5
W1 B design | DN20 | 4 | L190 | R250 | T50 | Lora WAN+wMBus | EU 863-870 | COLD | 16 | 157.5
W1 B design | DN20 | 4 | L190 | R250 | T90 | Lora WAN+wMBus | EU 863-870 | COLD | 16 | 162.5
W1 B design | DN20 | 4 | L190 | R400 | T30 | Lora WAN+wMBus | EU 863-870 | COLD | 16 | 157.5
W1 B design | DN20 | 4 | L190 | R400 | T30-T90 | Lora WAN+wMBus | EU 863-870 | COLD | 16 | 162.5
W1 B design | DN20 | 4 | L190 | R400 | T50 | Lora WAN+wMBus | EU 863-870 | COLD | 16 | 157.5
W1 B design | DN20 | 4 | L190 | R400 | T90 | Lora WAN+wMBus | EU 863-870 | COLD | 16 | 162.5
W1 B design | DN20 | 4 | L190 | R800 | T30 | Lora WAN+wMBus | EU 863-870 | COLD | 16 | 167.5
W1 B design | DN20 | 4 | L190 | R800 | T30-T90 | Lora WAN+wMBus | EU 863-870 | COLD | 16 | 172.5
W1 B design | DN20 | 4 | L190 | R800 | T50 | Lora WAN+wMBus | EU 863-870 | COLD | 16 | 167.5
W1 B design | DN20 | 4 | L190 | R800 | T90 | Lora WAN+wMBus | EU 863-870 | COLD | 16 | 172.5
W1 B design | DN20 | 4 | L190 | R160 | T30 | Lora WAN+wMBus | EU 863-870 | COLD | 16 | 157.5
W1 B design | DN20 | 4 | L190 | R160 | T30-T90 | Lora WAN+wMBus | EU 863-870 | COLD | 16 | 162.5
W1 B design | DN20 | 4 | L190 | R160 | T50 | Lora WAN+wMBus | EU 863-870 | COLD | 16 | 157.5
W1 B design | DN20 | 4 | L190 | R160 | T90 | Lora WAN+wMBus | EU 863-870 | COLD | 16 | 162.5
W1 B design | DN20 | 4 | L190 | R500 | T30 | Lora WAN+wMBus | EU 863-870 | COLD | 16 | 157.5
W1 B design | DN20 | 4 | L190 | R500 | T30-T90 | Lora WAN+wMBus | EU 863-870 | COLD | 16 | 162.5
W1 B design | DN20 | 4 | L190 | R500 | T50 | Lora WAN+wMBus | EU 863-870 | COLD | 16 | 157.5
W1 B design | DN20 | 4 | L190 | R500 | T90 | Lora WAN+wMBus | EU 863-870 | COLD | 16 | 162.5
W1 B design | DN20 | 2.5 | L190 | R250 | T30 | Lora WAN+wMBus | EU 863-870 | REST | 16 | 157.5
W1 B design | DN20 | 2.5 | L190 | R250 | T30-T90 | Lora WAN+wMBus | EU 863-870 | REST | 16 | 162.5
W1 B design | DN20 | 2.5 | L190 | R250 | T50 | Lora WAN+wMBus | EU 863-870 | REST | 16 | 157.5
W1 B design | DN20 | 2.5 | L190 | R250 | T90 | Lora WAN+wMBus | EU 863-870 | REST | 16 | 162.5
W1 B design | DN20 | 2.5 | L190 | R400 | T30 | Lora WAN+wMBus | EU 863-870 | REST | 16 | 157.5
W1 B design | DN20 | 2.5 | L190 | R400 | T30-T90 | Lora WAN+wMBus | EU 863-870 | REST | 16 | 162.5
W1 B design | DN20 | 2.5 | L190 | R400 | T50 | Lora WAN+wMBus | EU 863-870 | REST | 16 | 157.5
W1 B design | DN20 | 2.5 | L190 | R400 | T90 | Lora WAN+wMBus | EU 863-870 | REST | 16 | 162.5
W1 B design | DN20 | 2.5 | L190 | R160 | T30 | Lora WAN+wMBus | EU 863-870 | REST | 16 | 157.5
W1 B design | DN20 | 2.5 | L190 | R160 | T30-T90 | Lora WAN+wMBus | EU 863-870 | REST | 16 | 162.5
W1 B design | DN20 | 2.5 | L190 | R160 | T50 | Lora WAN+wMBus | EU 863-870 | REST | 16 | 157.5
W1 B design | DN20 | 2.5 | L190 | R160 | T90 | Lora WAN+wMBus | EU 863-870 | REST | 16 | 162.5
W1 B design | DN20 | 4 | L190 | R250 | T30 | Lora WAN+wMBus | EU 863-870 | REST | 16 | 157.5
W1 B design | DN20 | 4 | L190 | R250 | T30-T90 | Lora WAN+wMBus | EU 863-870 | REST | 16 | 162.5
W1 B design | DN20 | 4 | L190 | R250 | T50 | Lora WAN+wMBus | EU 863-870 | REST | 16 | 157.5
W1 B design | DN20 | 4 | L190 | R250 | T90 | Lora WAN+wMBus | EU 863-870 | REST | 16 | 162.5
W1 B design | DN20 | 4 | L190 | R400 | T30 | Lora WAN+wMBus | EU 863-870 | REST | 16 | 157.5
W1 B design | DN20 | 4 | L190 | R400 | T30-T90 | Lora WAN+wMBus | EU 863-870 | REST | 16 | 162.5
W1 B design | DN20 | 4 | L190 | R400 | T50 | Lora WAN+wMBus | EU 863-870 | REST | 16 | 157.5
W1 B design | DN20 | 4 | L190 | R400 | T90 | Lora WAN+wMBus | EU 863-870 | REST | 16 | 162.5
W1 B design | DN20 | 4 | L190 | R800 | T30 | Lora WAN+wMBus | EU 863-870 | REST | 16 | 167.5
W1 B design | DN20 | 4 | L190 | R800 | T30-T90 | Lora WAN+wMBus | EU 863-870 | REST | 16 | 172.5
W1 B design | DN20 | 4 | L190 | R800 | T50 | Lora WAN+wMBus | EU 863-870 | REST | 16 | 167.5
W1 B design | DN20 | 4 | L190 | R800 | T90 | Lora WAN+wMBus | EU 863-870 | REST | 16 | 172.5
W1 B design | DN20 | 4 | L190 | R160 | T30 | Lora WAN+wMBus | EU 863-870 | REST | 16 | 157.5
W1 B design | DN20 | 4 | L190 | R160 | T30-T90 | Lora WAN+wMBus | EU 863-870 | REST | 16 | 162.5
W1 B design | DN20 | 4 | L190 | R160 | T50 | Lora WAN+wMBus | EU 863-870 | REST | 16 | 157.5
W1 B design | DN20 | 4 | L190 | R160 | T90 | Lora WAN+wMBus | EU 863-870 | REST | 16 | 162.5
W1 B design | DN20 | 4 | L190 | R500 | T30 | Lora WAN+wMBus | EU 863-870 | REST | 16 | 157.5
W1 B design | DN20 | 4 | L190 | R500 | T30-T90 | Lora WAN+wMBus | EU 863-870 | REST | 16 | 162.5
W1 B design | DN20 | 4 | L190 | R500 | T50 | Lora WAN+wMBus | EU 863-870 | REST | 16 | 157.5
W1 B design | DN20 | 4 | L190 | R500 | T90 | Lora WAN+wMBus | EU 863-870 | REST | 16 | 162.5
W1 B design | DN20 | 2.5 | L190 SU IGILINIMU | R250 | T30 | Lora WAN+wMBus | EU 863-870 | COLD | 16 | 157.5
W1 B design | DN20 | 2.5 | L190 SU IGILINIMU | R250 | T50 | Lora WAN+wMBus | EU 863-870 | COLD | 16 | 157.5
W1 B design | DN20 | 2.5 | L190 SU IGILINIMU | R400 | T30 | Lora WAN+wMBus | EU 863-870 | COLD | 16 | 157.5
W1 B design | DN20 | 2.5 | L190 SU IGILINIMU | R400 | T50 | Lora WAN+wMBus | EU 863-870 | COLD | 16 | 157.5
W1 B design | DN20 | 2.5 | L190 SU IGILINIMU | R160 | T30 | Lora WAN+wMBus | EU 863-870 | COLD | 16 | 157.5
W1 B design | DN20 | 2.5 | L190 SU IGILINIMU | R160 | T50 | Lora WAN+wMBus | EU 863-870 | COLD | 16 | 157.5
W1 B design | DN20 | 4 | L190 SU IGILINIMU | R250 | T30 | Lora WAN+wMBus | EU 863-870 | COLD | 16 | 157.5
W1 B design | DN20 | 4 | L190 SU IGILINIMU | R250 | T50 | Lora WAN+wMBus | EU 863-870 | COLD | 16 | 157.5
W1 B design | DN20 | 4 | L190 SU IGILINIMU | R400 | T30 | Lora WAN+wMBus | EU 863-870 | COLD | 16 | 157.5
W1 B design | DN20 | 4 | L190 SU IGILINIMU | R400 | T50 | Lora WAN+wMBus | EU 863-870 | COLD | 16 | 157.5
W1 B design | DN20 | 4 | L190 SU IGILINIMU | R800 | T30 | Lora WAN+wMBus | EU 863-870 | COLD | 16 | 167.5
W1 B design | DN20 | 4 | L190 SU IGILINIMU | R800 | T50 | Lora WAN+wMBus | EU 863-870 | COLD | 16 | 167.5
W1 B design | DN20 | 4 | L190 SU IGILINIMU | R160 | T30 | Lora WAN+wMBus | EU 863-870 | COLD | 16 | 157.5
W1 B design | DN20 | 4 | L190 SU IGILINIMU | R160 | T50 | Lora WAN+wMBus | EU 863-870 | COLD | 16 | 157.5
W1 B design | DN20 | 4 | L190 SU IGILINIMU | R500 | T30 | Lora WAN+wMBus | EU 863-870 | COLD | 16 | 157.5
W1 B design | DN20 | 4 | L190 SU IGILINIMU | R500 | T50 | Lora WAN+wMBus | EU 863-870 | COLD | 16 | 157.5
W1 B design | DN20 | 2.5 | L190 SU IGILINIMU | R250 | T30-T90 | Lora WAN+wMBus | EU 863-870 | REST | 16 | 162.5
W1 B design | DN20 | 2.5 | L190 SU IGILINIMU | R250 | T90 | Lora WAN+wMBus | EU 863-870 | REST | 16 | 162.5
W1 B design | DN20 | 2.5 | L190 SU IGILINIMU | R400 | T30-T90 | Lora WAN+wMBus | EU 863-870 | REST | 16 | 162.5
W1 B design | DN20 | 2.5 | L190 SU IGILINIMU | R400 | T90 | Lora WAN+wMBus | EU 863-870 | REST | 16 | 162.5
W1 B design | DN20 | 2.5 | L190 SU IGILINIMU | R160 | T30-T90 | Lora WAN+wMBus | EU 863-870 | REST | 16 | 162.5
W1 B design | DN20 | 2.5 | L190 SU IGILINIMU | R160 | T90 | Lora WAN+wMBus | EU 863-870 | REST | 16 | 162.5
W1 B design | DN20 | 4 | L190 SU IGILINIMU | R250 | T30-T90 | Lora WAN+wMBus | EU 863-870 | REST | 16 | 162.5
W1 B design | DN20 | 4 | L190 SU IGILINIMU | R250 | T90 | Lora WAN+wMBus | EU 863-870 | REST | 16 | 162.5
W1 B design | DN20 | 4 | L190 SU IGILINIMU | R400 | T30-T90 | Lora WAN+wMBus | EU 863-870 | REST | 16 | 162.5
W1 B design | DN20 | 4 | L190 SU IGILINIMU | R400 | T90 | Lora WAN+wMBus | EU 863-870 | REST | 16 | 162.5
W1 B design | DN20 | 4 | L190 SU IGILINIMU | R800 | T30-T90 | Lora WAN+wMBus | EU 863-870 | REST | 16 | 172.5
W1 B design | DN20 | 4 | L190 SU IGILINIMU | R800 | T90 | Lora WAN+wMBus | EU 863-870 | REST | 16 | 172.5
W1 B design | DN20 | 4 | L190 SU IGILINIMU | R160 | T30-T90 | Lora WAN+wMBus | EU 863-870 | REST | 16 | 162.5
W1 B design | DN20 | 4 | L190 SU IGILINIMU | R160 | T90 | Lora WAN+wMBus | EU 863-870 | REST | 16 | 162.5
W1 B design | DN20 | 4 | L190 SU IGILINIMU | R500 | T30-T90 | Lora WAN+wMBus | EU 863-870 | REST | 16 | 162.5
W1 B design | DN20 | 4 | L190 SU IGILINIMU | R500 | T90 | Lora WAN+wMBus | EU 863-870 | REST | 16 | 162.5
W1 B design | DN15 | 1.6 | L165 | R250 | T30 | Lora WAN+wMBus | EU 863-870 | COLD | 16 | 157.5
W1 B design | DN15 | 1.6 | L165 | R250 | T30-T90 | Lora WAN+wMBus | EU 863-870 | COLD | 16 | 162.5
W1 B design | DN15 | 1.6 | L165 | R250 | T50 | Lora WAN+wMBus | EU 863-870 | COLD | 16 | 157.5
W1 B design | DN15 | 1.6 | L165 | R250 | T90 | Lora WAN+wMBus | EU 863-870 | COLD | 16 | 162.5
W1 B design | DN15 | 1.6 | L165 | R315 | T30 | Lora WAN+wMBus | EU 863-870 | COLD | 16 | 157.5
W1 B design | DN15 | 1.6 | L165 | R315 | T30-T90 | Lora WAN+wMBus | EU 863-870 | COLD | 16 | 162.5
W1 B design | DN15 | 1.6 | L165 | R315 | T50 | Lora WAN+wMBus | EU 863-870 | COLD | 16 | 157.5
W1 B design | DN15 | 1.6 | L165 | R315 | T90 | Lora WAN+wMBus | EU 863-870 | COLD | 16 | 162.5
W1 B design | DN15 | 1.6 | L165 | R400 | T30 | Lora WAN+wMBus | EU 863-870 | COLD | 16 | 157.5
W1 B design | DN15 | 1.6 | L165 | R400 | T30-T90 | Lora WAN+wMBus | EU 863-870 | COLD | 16 | 162.5
W1 B design | DN15 | 1.6 | L165 | R400 | T50 | Lora WAN+wMBus | EU 863-870 | COLD | 16 | 157.5
W1 B design | DN15 | 1.6 | L165 | R400 | T90 | Lora WAN+wMBus | EU 863-870 | COLD | 16 | 162.5
W1 B design | DN15 | 1.6 | L165 | R160 | T30 | Lora WAN+wMBus | EU 863-870 | COLD | 16 | 157.5
W1 B design | DN15 | 1.6 | L165 | R160 | T30-T90 | Lora WAN+wMBus | EU 863-870 | COLD | 16 | 162.5
W1 B design | DN15 | 1.6 | L165 | R160 | T50 | Lora WAN+wMBus | EU 863-870 | COLD | 16 | 157.5
W1 B design | DN15 | 1.6 | L165 | R160 | T90 | Lora WAN+wMBus | EU 863-870 | COLD | 16 | 162.5
W1 B design | DN15 | 2.5 | L165 | R250 | T30 | Lora WAN+wMBus | EU 863-870 | COLD | 16 | 157.5
W1 B design | DN15 | 2.5 | L165 | R250 | T30-T90 | Lora WAN+wMBus | EU 863-870 | COLD | 16 | 162.5
W1 B design | DN15 | 2.5 | L165 | R250 | T50 | Lora WAN+wMBus | EU 863-870 | COLD | 16 | 157.5
W1 B design | DN15 | 2.5 | L165 | R250 | T90 | Lora WAN+wMBus | EU 863-870 | COLD | 16 | 162.5
W1 B design | DN15 | 2.5 | L165 | R400 | T30 | Lora WAN+wMBus | EU 863-870 | COLD | 16 | 157.5
W1 B design | DN15 | 2.5 | L165 | R400 | T30-T90 | Lora WAN+wMBus | EU 863-870 | COLD | 16 | 162.5
W1 B design | DN15 | 2.5 | L165 | R400 | T50 | Lora WAN+wMBus | EU 863-870 | COLD | 16 | 157.5
W1 B design | DN15 | 2.5 | L165 | R400 | T90 | Lora WAN+wMBus | EU 863-870 | COLD | 16 | 162.5
W1 B design | DN15 | 2.5 | L165 | R800 | T30 | Lora WAN+wMBus | EU 863-870 | COLD | 16 | 167.5
W1 B design | DN15 | 2.5 | L165 | R800 | T30-T90 | Lora WAN+wMBus | EU 863-870 | COLD | 16 | 172.5
W1 B design | DN15 | 2.5 | L165 | R800 | T50 | Lora WAN+wMBus | EU 863-870 | COLD | 16 | 167.5
W1 B design | DN15 | 2.5 | L165 | R800 | T90 | Lora WAN+wMBus | EU 863-870 | COLD | 16 | 172.5
W1 B design | DN15 | 2.5 | L165 | R160 | T30 | Lora WAN+wMBus | EU 863-870 | COLD | 16 | 157.5
W1 B design | DN15 | 2.5 | L165 | R160 | T30-T90 | Lora WAN+wMBus | EU 863-870 | COLD | 16 | 162.5
W1 B design | DN15 | 2.5 | L165 | R160 | T50 | Lora WAN+wMBus | EU 863-870 | COLD | 16 | 157.5
W1 B design | DN15 | 2.5 | L165 | R160 | T90 | Lora WAN+wMBus | EU 863-870 | COLD | 16 | 162.5
W1 B design | DN15 | 2.5 | L165 | R500 | T30 | Lora WAN+wMBus | EU 863-870 | COLD | 16 | 157.5
W1 B design | DN15 | 2.5 | L165 | R500 | T30-T90 | Lora WAN+wMBus | EU 863-870 | COLD | 16 | 162.5
W1 B design | DN15 | 2.5 | L165 | R500 | T50 | Lora WAN+wMBus | EU 863-870 | COLD | 16 | 157.5
W1 B design | DN15 | 2.5 | L165 | R500 | T90 | Lora WAN+wMBus | EU 863-870 | COLD | 16 | 162.5
W1 B design | DN15 | 1.6 | L165 | R250 | T30 | Lora WAN+wMBus | EU 863-870 | REST | 16 | 157.5
W1 B design | DN15 | 1.6 | L165 | R250 | T30-T90 | Lora WAN+wMBus | EU 863-870 | REST | 16 | 162.5
W1 B design | DN15 | 1.6 | L165 | R250 | T50 | Lora WAN+wMBus | EU 863-870 | REST | 16 | 157.5
W1 B design | DN15 | 1.6 | L165 | R250 | T90 | Lora WAN+wMBus | EU 863-870 | REST | 16 | 162.5
W1 B design | DN15 | 1.6 | L165 | R315 | T30 | Lora WAN+wMBus | EU 863-870 | REST | 16 | 157.5
W1 B design | DN15 | 1.6 | L165 | R315 | T30-T90 | Lora WAN+wMBus | EU 863-870 | REST | 16 | 162.5
W1 B design | DN15 | 1.6 | L165 | R315 | T50 | Lora WAN+wMBus | EU 863-870 | REST | 16 | 157.5
W1 B design | DN15 | 1.6 | L165 | R315 | T90 | Lora WAN+wMBus | EU 863-870 | REST | 16 | 162.5
W1 B design | DN15 | 1.6 | L165 | R400 | T30 | Lora WAN+wMBus | EU 863-870 | REST | 16 | 157.5
W1 B design | DN15 | 1.6 | L165 | R400 | T30-T90 | Lora WAN+wMBus | EU 863-870 | REST | 16 | 162.5
W1 B design | DN15 | 1.6 | L165 | R400 | T50 | Lora WAN+wMBus | EU 863-870 | REST | 16 | 157.5
W1 B design | DN15 | 1.6 | L165 | R400 | T90 | Lora WAN+wMBus | EU 863-870 | REST | 16 | 162.5
W1 B design | DN15 | 1.6 | L165 | R160 | T30 | Lora WAN+wMBus | EU 863-870 | REST | 16 | 157.5
W1 B design | DN15 | 1.6 | L165 | R160 | T30-T90 | Lora WAN+wMBus | EU 863-870 | REST | 16 | 162.5
W1 B design | DN15 | 1.6 | L165 | R160 | T50 | Lora WAN+wMBus | EU 863-870 | REST | 16 | 157.5
W1 B design | DN15 | 1.6 | L165 | R160 | T90 | Lora WAN+wMBus | EU 863-870 | REST | 16 | 162.5
W1 B design | DN15 | 2.5 | L165 | R250 | T30 | Lora WAN+wMBus | EU 863-870 | REST | 16 | 157.5
W1 B design | DN15 | 2.5 | L165 | R250 | T30-T90 | Lora WAN+wMBus | EU 863-870 | REST | 16 | 162.5
W1 B design | DN15 | 2.5 | L165 | R250 | T50 | Lora WAN+wMBus | EU 863-870 | REST | 16 | 157.5
W1 B design | DN15 | 2.5 | L165 | R250 | T90 | Lora WAN+wMBus | EU 863-870 | REST | 16 | 162.5
W1 B design | DN15 | 2.5 | L165 | R400 | T30 | Lora WAN+wMBus | EU 863-870 | REST | 16 | 157.5
W1 B design | DN15 | 2.5 | L165 | R400 | T30-T90 | Lora WAN+wMBus | EU 863-870 | REST | 16 | 162.5
W1 B design | DN15 | 2.5 | L165 | R400 | T50 | Lora WAN+wMBus | EU 863-870 | REST | 16 | 157.5
W1 B design | DN15 | 2.5 | L165 | R400 | T90 | Lora WAN+wMBus | EU 863-870 | REST | 16 | 162.5
W1 B design | DN15 | 2.5 | L165 | R800 | T30 | Lora WAN+wMBus | EU 863-870 | REST | 16 | 167.5
W1 B design | DN15 | 2.5 | L165 | R800 | T30-T90 | Lora WAN+wMBus | EU 863-870 | REST | 16 | 172.5
W1 B design | DN15 | 2.5 | L165 | R800 | T50 | Lora WAN+wMBus | EU 863-870 | REST | 16 | 167.5
W1 B design | DN15 | 2.5 | L165 | R800 | T90 | Lora WAN+wMBus | EU 863-870 | REST | 16 | 172.5
W1 B design | DN15 | 2.5 | L165 | R160 | T30 | Lora WAN+wMBus | EU 863-870 | REST | 16 | 157.5
W1 B design | DN15 | 2.5 | L165 | R160 | T30-T90 | Lora WAN+wMBus | EU 863-870 | REST | 16 | 162.5
W1 B design | DN15 | 2.5 | L165 | R160 | T50 | Lora WAN+wMBus | EU 863-870 | REST | 16 | 157.5
W1 B design | DN15 | 2.5 | L165 | R160 | T90 | Lora WAN+wMBus | EU 863-870 | REST | 16 | 162.5
W1 B design | DN15 | 2.5 | L165 | R500 | T30 | Lora WAN+wMBus | EU 863-870 | REST | 16 | 157.5
W1 B design | DN15 | 2.5 | L165 | R500 | T30-T90 | Lora WAN+wMBus | EU 863-870 | REST | 16 | 162.5
W1 B design | DN15 | 2.5 | L165 | R500 | T50 | Lora WAN+wMBus | EU 863-870 | REST | 16 | 157.5
W1 B design | DN15 | 2.5 | L165 | R500 | T90 | Lora WAN+wMBus | EU 863-870 | REST | 16 | 162.5
W1 B design | DN15 | 1.6 | L170 | R250 | T30 | Lora WAN+wMBus | EU 863-870 | COLD | 16 | 157.5
W1 B design | DN15 | 1.6 | L170 | R250 | T30-T90 | Lora WAN+wMBus | EU 863-870 | COLD | 16 | 162.5
W1 B design | DN15 | 1.6 | L170 | R250 | T50 | Lora WAN+wMBus | EU 863-870 | COLD | 16 | 157.5
W1 B design | DN15 | 1.6 | L170 | R250 | T90 | Lora WAN+wMBus | EU 863-870 | COLD | 16 | 162.5
W1 B design | DN15 | 1.6 | L170 | R315 | T30 | Lora WAN+wMBus | EU 863-870 | COLD | 16 | 157.5
W1 B design | DN15 | 1.6 | L170 | R315 | T30-T90 | Lora WAN+wMBus | EU 863-870 | COLD | 16 | 162.5
W1 B design | DN15 | 1.6 | L170 | R315 | T50 | Lora WAN+wMBus | EU 863-870 | COLD | 16 | 157.5
W1 B design | DN15 | 1.6 | L170 | R315 | T90 | Lora WAN+wMBus | EU 863-870 | COLD | 16 | 162.5
W1 B design | DN15 | 1.6 | L170 | R400 | T30 | Lora WAN+wMBus | EU 863-870 | COLD | 16 | 157.5
W1 B design | DN15 | 1.6 | L170 | R400 | T30-T90 | Lora WAN+wMBus | EU 863-870 | COLD | 16 | 162.5
W1 B design | DN15 | 1.6 | L170 | R400 | T50 | Lora WAN+wMBus | EU 863-870 | COLD | 16 | 157.5
W1 B design | DN15 | 1.6 | L170 | R400 | T90 | Lora WAN+wMBus | EU 863-870 | COLD | 16 | 162.5
W1 B design | DN15 | 1.6 | L170 | R160 | T30 | Lora WAN+wMBus | EU 863-870 | COLD | 16 | 157.5
W1 B design | DN15 | 1.6 | L170 | R160 | T30-T90 | Lora WAN+wMBus | EU 863-870 | COLD | 16 | 162.5
W1 B design | DN15 | 1.6 | L170 | R160 | T50 | Lora WAN+wMBus | EU 863-870 | COLD | 16 | 157.5
W1 B design | DN15 | 1.6 | L170 | R160 | T90 | Lora WAN+wMBus | EU 863-870 | COLD | 16 | 162.5
W1 B design | DN15 | 2.5 | L170 | R250 | T30 | Lora WAN+wMBus | EU 863-870 | COLD | 16 | 157.5
W1 B design | DN15 | 2.5 | L170 | R250 | T30-T90 | Lora WAN+wMBus | EU 863-870 | COLD | 16 | 162.5
W1 B design | DN15 | 2.5 | L170 | R250 | T50 | Lora WAN+wMBus | EU 863-870 | COLD | 16 | 157.5
W1 B design | DN15 | 2.5 | L170 | R250 | T90 | Lora WAN+wMBus | EU 863-870 | COLD | 16 | 162.5
W1 B design | DN15 | 2.5 | L170 | R400 | T30 | Lora WAN+wMBus | EU 863-870 | COLD | 16 | 157.5
W1 B design | DN15 | 2.5 | L170 | R400 | T30-T90 | Lora WAN+wMBus | EU 863-870 | COLD | 16 | 162.5
W1 B design | DN15 | 2.5 | L170 | R400 | T50 | Lora WAN+wMBus | EU 863-870 | COLD | 16 | 157.5
W1 B design | DN15 | 2.5 | L170 | R400 | T90 | Lora WAN+wMBus | EU 863-870 | COLD | 16 | 162.5
W1 B design | DN15 | 2.5 | L170 | R800 | T30 | Lora WAN+wMBus | EU 863-870 | COLD | 16 | 167.5
W1 B design | DN15 | 2.5 | L170 | R800 | T30-T90 | Lora WAN+wMBus | EU 863-870 | COLD | 16 | 172.5
W1 B design | DN15 | 2.5 | L170 | R800 | T50 | Lora WAN+wMBus | EU 863-870 | COLD | 16 | 167.5
W1 B design | DN15 | 2.5 | L170 | R800 | T90 | Lora WAN+wMBus | EU 863-870 | COLD | 16 | 172.5
W1 B design | DN15 | 2.5 | L170 | R160 | T30 | Lora WAN+wMBus | EU 863-870 | COLD | 16 | 157.5
W1 B design | DN15 | 2.5 | L170 | R160 | T30-T90 | Lora WAN+wMBus | EU 863-870 | COLD | 16 | 162.5
W1 B design | DN15 | 2.5 | L170 | R160 | T50 | Lora WAN+wMBus | EU 863-870 | COLD | 16 | 157.5
W1 B design | DN15 | 2.5 | L170 | R160 | T90 | Lora WAN+wMBus | EU 863-870 | COLD | 16 | 162.5
W1 B design | DN15 | 2.5 | L170 | R500 | T30 | Lora WAN+wMBus | EU 863-870 | COLD | 16 | 157.5
W1 B design | DN15 | 2.5 | L170 | R500 | T30-T90 | Lora WAN+wMBus | EU 863-870 | COLD | 16 | 162.5
W1 B design | DN15 | 2.5 | L170 | R500 | T50 | Lora WAN+wMBus | EU 863-870 | COLD | 16 | 157.5
W1 B design | DN15 | 2.5 | L170 | R500 | T90 | Lora WAN+wMBus | EU 863-870 | COLD | 16 | 162.5
W1 B design | DN15 | 1.6 | L170 | R250 | T30 | Lora WAN+wMBus | EU 863-870 | REST | 16 | 157.5
W1 B design | DN15 | 1.6 | L170 | R250 | T30-T90 | Lora WAN+wMBus | EU 863-870 | REST | 16 | 162.5
W1 B design | DN15 | 1.6 | L170 | R250 | T50 | Lora WAN+wMBus | EU 863-870 | REST | 16 | 157.5
W1 B design | DN15 | 1.6 | L170 | R250 | T90 | Lora WAN+wMBus | EU 863-870 | REST | 16 | 162.5
W1 B design | DN15 | 1.6 | L170 | R315 | T30 | Lora WAN+wMBus | EU 863-870 | REST | 16 | 157.5
W1 B design | DN15 | 1.6 | L170 | R315 | T30-T90 | Lora WAN+wMBus | EU 863-870 | REST | 16 | 162.5
W1 B design | DN15 | 1.6 | L170 | R315 | T50 | Lora WAN+wMBus | EU 863-870 | REST | 16 | 157.5
W1 B design | DN15 | 1.6 | L170 | R315 | T90 | Lora WAN+wMBus | EU 863-870 | REST | 16 | 162.5
W1 B design | DN15 | 1.6 | L170 | R400 | T30 | Lora WAN+wMBus | EU 863-870 | REST | 16 | 157.5
W1 B design | DN15 | 1.6 | L170 | R400 | T30-T90 | Lora WAN+wMBus | EU 863-870 | REST | 16 | 162.5
W1 B design | DN15 | 1.6 | L170 | R400 | T50 | Lora WAN+wMBus | EU 863-870 | REST | 16 | 157.5
W1 B design | DN15 | 1.6 | L170 | R400 | T90 | Lora WAN+wMBus | EU 863-870 | REST | 16 | 162.5
W1 B design | DN15 | 1.6 | L170 | R160 | T30 | Lora WAN+wMBus | EU 863-870 | REST | 16 | 157.5
W1 B design | DN15 | 1.6 | L170 | R160 | T30-T90 | Lora WAN+wMBus | EU 863-870 | REST | 16 | 162.5
W1 B design | DN15 | 1.6 | L170 | R160 | T50 | Lora WAN+wMBus | EU 863-870 | REST | 16 | 157.5
W1 B design | DN15 | 1.6 | L170 | R160 | T90 | Lora WAN+wMBus | EU 863-870 | REST | 16 | 162.5
W1 B design | DN15 | 2.5 | L170 | R250 | T30 | Lora WAN+wMBus | EU 863-870 | REST | 16 | 157.5
W1 B design | DN15 | 2.5 | L170 | R250 | T30-T90 | Lora WAN+wMBus | EU 863-870 | REST | 16 | 162.5
W1 B design | DN15 | 2.5 | L170 | R250 | T50 | Lora WAN+wMBus | EU 863-870 | REST | 16 | 157.5
W1 B design | DN15 | 2.5 | L170 | R250 | T90 | Lora WAN+wMBus | EU 863-870 | REST | 16 | 162.5
W1 B design | DN15 | 2.5 | L170 | R400 | T30 | Lora WAN+wMBus | EU 863-870 | REST | 16 | 157.5
W1 B design | DN15 | 2.5 | L170 | R400 | T30-T90 | Lora WAN+wMBus | EU 863-870 | REST | 16 | 162.5
W1 B design | DN15 | 2.5 | L170 | R400 | T50 | Lora WAN+wMBus | EU 863-870 | REST | 16 | 157.5
W1 B design | DN15 | 2.5 | L170 | R400 | T90 | Lora WAN+wMBus | EU 863-870 | REST | 16 | 162.5
W1 B design | DN15 | 2.5 | L170 | R800 | T30 | Lora WAN+wMBus | EU 863-870 | REST | 16 | 167.5
W1 B design | DN15 | 2.5 | L170 | R800 | T30-T90 | Lora WAN+wMBus | EU 863-870 | REST | 16 | 172.5
W1 B design | DN15 | 2.5 | L170 | R800 | T50 | Lora WAN+wMBus | EU 863-870 | REST | 16 | 167.5
W1 B design | DN15 | 2.5 | L170 | R800 | T90 | Lora WAN+wMBus | EU 863-870 | REST | 16 | 172.5
W1 B design | DN15 | 2.5 | L170 | R160 | T30 | Lora WAN+wMBus | EU 863-870 | REST | 16 | 157.5
W1 B design | DN15 | 2.5 | L170 | R160 | T30-T90 | Lora WAN+wMBus | EU 863-870 | REST | 16 | 162.5
W1 B design | DN15 | 2.5 | L170 | R160 | T50 | Lora WAN+wMBus | EU 863-870 | REST | 16 | 157.5
W1 B design | DN15 | 2.5 | L170 | R160 | T90 | Lora WAN+wMBus | EU 863-870 | REST | 16 | 162.5
W1 B design | DN15 | 2.5 | L170 | R500 | T30 | Lora WAN+wMBus | EU 863-870 | REST | 16 | 157.5
W1 B design | DN15 | 2.5 | L170 | R500 | T30-T90 | Lora WAN+wMBus | EU 863-870 | REST | 16 | 162.5
W1 B design | DN15 | 2.5 | L170 | R500 | T50 | Lora WAN+wMBus | EU 863-870 | REST | 16 | 157.5
W1 B design | DN15 | 2.5 | L170 | R500 | T90 | Lora WAN+wMBus | EU 863-870 | REST | 16 | 162.5
W1 B design | DN20 | 2.5 | L130 SU IGILINIMU | R250 | T30 | Lora WAN+wMBus | EU 863-870 | REST | 16 | 157.5
W1 B design | DN20 | 2.5 | L130 SU IGILINIMU | R250 | T30-T90 | Lora WAN+wMBus | EU 863-870 | REST | 16 | 162.5
W1 B design | DN20 | 2.5 | L130 SU IGILINIMU | R250 | T50 | Lora WAN+wMBus | EU 863-870 | REST | 16 | 157.5
W1 B design | DN20 | 2.5 | L130 SU IGILINIMU | R250 | T90 | Lora WAN+wMBus | EU 863-870 | REST | 16 | 162.5
W1 B design | DN20 | 2.5 | L130 SU IGILINIMU | R400 | T30 | Lora WAN+wMBus | EU 863-870 | REST | 16 | 157.5
W1 B design | DN20 | 2.5 | L130 SU IGILINIMU | R400 | T30-T90 | Lora WAN+wMBus | EU 863-870 | REST | 16 | 162.5
W1 B design | DN20 | 2.5 | L130 SU IGILINIMU | R400 | T50 | Lora WAN+wMBus | EU 863-870 | REST | 16 | 157.5
W1 B design | DN20 | 2.5 | L130 SU IGILINIMU | R400 | T90 | Lora WAN+wMBus | EU 863-870 | REST | 16 | 162.5
W1 B design | DN20 | 2.5 | L130 SU IGILINIMU | R160 | T30 | Lora WAN+wMBus | EU 863-870 | REST | 16 | 157.5
W1 B design | DN20 | 2.5 | L130 SU IGILINIMU | R160 | T30-T90 | Lora WAN+wMBus | EU 863-870 | REST | 16 | 162.5
W1 B design | DN20 | 2.5 | L130 SU IGILINIMU | R160 | T50 | Lora WAN+wMBus | EU 863-870 | REST | 16 | 157.5
W1 B design | DN20 | 2.5 | L130 SU IGILINIMU | R160 | T90 | Lora WAN+wMBus | EU 863-870 | REST | 16 | 162.5
W1 B design | DN20 | 4 | L130 SU IGILINIMU | R250 | T30 | Lora WAN+wMBus | EU 863-870 | REST | 16 | 157.5
W1 B design | DN20 | 4 | L130 SU IGILINIMU | R250 | T30-T90 | Lora WAN+wMBus | EU 863-870 | REST | 16 | 162.5
W1 B design | DN20 | 4 | L130 SU IGILINIMU | R250 | T50 | Lora WAN+wMBus | EU 863-870 | REST | 16 | 157.5
W1 B design | DN20 | 4 | L130 SU IGILINIMU | R250 | T90 | Lora WAN+wMBus | EU 863-870 | REST | 16 | 162.5
W1 B design | DN20 | 4 | L130 SU IGILINIMU | R400 | T30 | Lora WAN+wMBus | EU 863-870 | REST | 16 | 157.5
W1 B design | DN20 | 4 | L130 SU IGILINIMU | R400 | T30-T90 | Lora WAN+wMBus | EU 863-870 | REST | 16 | 162.5
W1 B design | DN20 | 4 | L130 SU IGILINIMU | R400 | T50 | Lora WAN+wMBus | EU 863-870 | REST | 16 | 157.5
W1 B design | DN20 | 4 | L130 SU IGILINIMU | R400 | T90 | Lora WAN+wMBus | EU 863-870 | REST | 16 | 162.5
W1 B design | DN20 | 4 | L130 SU IGILINIMU | R80 | T30 | Lora WAN+wMBus | EU 863-870 | REST | 16 | 157.5
W1 B design | DN20 | 4 | L130 SU IGILINIMU | R80 | T30-T90 | Lora WAN+wMBus | EU 863-870 | REST | 16 | 162.5
W1 B design | DN20 | 4 | L130 SU IGILINIMU | R80 | T50 | Lora WAN+wMBus | EU 863-870 | REST | 16 | 157.5
W1 B design | DN20 | 4 | L130 SU IGILINIMU | R80 | T90 | Lora WAN+wMBus | EU 863-870 | REST | 16 | 162.5
W1 B design | DN20 | 4 | L130 SU IGILINIMU | R800 | T30 | Lora WAN+wMBus | EU 863-870 | REST | 16 | 167.5
W1 B design | DN20 | 4 | L130 SU IGILINIMU | R800 | T30-T90 | Lora WAN+wMBus | EU 863-870 | REST | 16 | 172.5
W1 B design | DN20 | 4 | L130 SU IGILINIMU | R800 | T50 | Lora WAN+wMBus | EU 863-870 | REST | 16 | 167.5
W1 B design | DN20 | 4 | L130 SU IGILINIMU | R800 | T90 | Lora WAN+wMBus | EU 863-870 | REST | 16 | 172.5
W1 B design | DN20 | 4 | L130 SU IGILINIMU | R160 | T30 | Lora WAN+wMBus | EU 863-870 | REST | 16 | 157.5
W1 B design | DN20 | 4 | L130 SU IGILINIMU | R160 | T30-T90 | Lora WAN+wMBus | EU 863-870 | REST | 16 | 162.5
W1 B design | DN20 | 4 | L130 SU IGILINIMU | R160 | T50 | Lora WAN+wMBus | EU 863-870 | REST | 16 | 157.5
W1 B design | DN20 | 4 | L130 SU IGILINIMU | R160 | T90 | Lora WAN+wMBus | EU 863-870 | REST | 16 | 162.5
W1 B design | DN20 | 4 | L130 SU IGILINIMU | R500 | T30 | Lora WAN+wMBus | EU 863-870 | REST | 16 | 157.5
W1 B design | DN20 | 4 | L130 SU IGILINIMU | R500 | T30-T90 | Lora WAN+wMBus | EU 863-870 | REST | 16 | 162.5
W1 B design | DN20 | 4 | L130 SU IGILINIMU | R500 | T50 | Lora WAN+wMBus | EU 863-870 | REST | 16 | 157.5
W1 B design | DN20 | 4 | L130 SU IGILINIMU | R500 | T90 | Lora WAN+wMBus | EU 863-870 | REST | 16 | 162.5
W1 B design | DN20 | 2.5 | L190 SU IGILINIMU | R250 | T30 | Lora WAN+wMBus | EU 863-870 | REST | 16 | 157.5
W1 B design | DN20 | 2.5 | L190 SU IGILINIMU | R250 | T30-T90 | Lora WAN+wMBus | EU 863-870 | REST | 16 | 162.5
W1 B design | DN20 | 2.5 | L190 SU IGILINIMU | R250 | T50 | Lora WAN+wMBus | EU 863-870 | REST | 16 | 157.5
W1 B design | DN20 | 2.5 | L190 SU IGILINIMU | R250 | T90 | Lora WAN+wMBus | EU 863-870 | REST | 16 | 162.5
W1 B design | DN20 | 2.5 | L190 SU IGILINIMU | R400 | T30 | Lora WAN+wMBus | EU 863-870 | REST | 16 | 157.5
W1 B design | DN20 | 2.5 | L190 SU IGILINIMU | R400 | T30-T90 | Lora WAN+wMBus | EU 863-870 | REST | 16 | 162.5
W1 B design | DN20 | 2.5 | L190 SU IGILINIMU | R400 | T50 | Lora WAN+wMBus | EU 863-870 | REST | 16 | 157.5
W1 B design | DN20 | 2.5 | L190 SU IGILINIMU | R400 | T90 | Lora WAN+wMBus | EU 863-870 | REST | 16 | 162.5
W1 B design | DN20 | 2.5 | L190 SU IGILINIMU | R160 | T30 | Lora WAN+wMBus | EU 863-870 | REST | 16 | 157.5
W1 B design | DN20 | 2.5 | L190 SU IGILINIMU | R160 | T30-T90 | Lora WAN+wMBus | EU 863-870 | REST | 16 | 162.5
W1 B design | DN20 | 2.5 | L190 SU IGILINIMU | R160 | T50 | Lora WAN+wMBus | EU 863-870 | REST | 16 | 157.5
W1 B design | DN20 | 2.5 | L190 SU IGILINIMU | R160 | T90 | Lora WAN+wMBus | EU 863-870 | REST | 16 | 162.5
W1 B design | DN20 | 4 | L190 SU IGILINIMU | R250 | T30 | Lora WAN+wMBus | EU 863-870 | REST | 16 | 157.5
W1 B design | DN20 | 4 | L190 SU IGILINIMU | R250 | T30-T90 | Lora WAN+wMBus | EU 863-870 | REST | 16 | 162.5
W1 B design | DN20 | 4 | L190 SU IGILINIMU | R250 | T50 | Lora WAN+wMBus | EU 863-870 | REST | 16 | 157.5
W1 B design | DN20 | 4 | L190 SU IGILINIMU | R250 | T90 | Lora WAN+wMBus | EU 863-870 | REST | 16 | 162.5
W1 B design | DN20 | 4 | L190 SU IGILINIMU | R400 | T30 | Lora WAN+wMBus | EU 863-870 | REST | 16 | 157.5
W1 B design | DN20 | 4 | L190 SU IGILINIMU | R400 | T30-T90 | Lora WAN+wMBus | EU 863-870 | REST | 16 | 162.5
W1 B design | DN20 | 4 | L190 SU IGILINIMU | R400 | T50 | Lora WAN+wMBus | EU 863-870 | REST | 16 | 157.5
W1 B design | DN20 | 4 | L190 SU IGILINIMU | R400 | T90 | Lora WAN+wMBus | EU 863-870 | REST | 16 | 162.5
W1 B design | DN20 | 4 | L190 SU IGILINIMU | R800 | T30 | Lora WAN+wMBus | EU 863-870 | REST | 16 | 167.5
W1 B design | DN20 | 4 | L190 SU IGILINIMU | R800 | T30-T90 | Lora WAN+wMBus | EU 863-870 | REST | 16 | 172.5
W1 B design | DN20 | 4 | L190 SU IGILINIMU | R800 | T50 | Lora WAN+wMBus | EU 863-870 | REST | 16 | 167.5
W1 B design | DN20 | 4 | L190 SU IGILINIMU | R800 | T90 | Lora WAN+wMBus | EU 863-870 | REST | 16 | 172.5
W1 B design | DN20 | 4 | L190 SU IGILINIMU | R160 | T30 | Lora WAN+wMBus | EU 863-870 | REST | 16 | 157.5
W1 B design | DN20 | 4 | L190 SU IGILINIMU | R160 | T30-T90 | Lora WAN+wMBus | EU 863-870 | REST | 16 | 162.5
W1 B design | DN20 | 4 | L190 SU IGILINIMU | R160 | T50 | Lora WAN+wMBus | EU 863-870 | REST | 16 | 157.5
W1 B design | DN20 | 4 | L190 SU IGILINIMU | R160 | T90 | Lora WAN+wMBus | EU 863-870 | REST | 16 | 162.5
W1 B design | DN20 | 4 | L190 SU IGILINIMU | R500 | T30 | Lora WAN+wMBus | EU 863-870 | REST | 16 | 157.5
W1 B design | DN20 | 4 | L190 SU IGILINIMU | R500 | T30-T90 | Lora WAN+wMBus | EU 863-870 | REST | 16 | 162.5
W1 B design | DN20 | 4 | L190 SU IGILINIMU | R500 | T50 | Lora WAN+wMBus | EU 863-870 | REST | 16 | 157.5
W1 B design | DN20 | 4 | L190 SU IGILINIMU | R500 | T90 | Lora WAN+wMBus | EU 863-870 | REST | 16 | 162.5
W1 B design | DN15 | 1.6 | L170 | R400 | T30 | Lora WAN+wMBus | EU 863-870 | REST | 16 | 157.5
W1 B design | DN15 | 2.5 | L170 | R400 | T30 | Lora WAN+wMBus | EU 863-870 | REST | 16 | 157.5
W1 B design | DN15 | 1.6 | L170 | R250 | T30-T90 | Lora WAN+wMBus | EU 863-870 | REST | 16 | 162.5
W1 B design | DN15 | 1.6 | L170 | R250 | T50 | Lora WAN+wMBus | EU 863-870 | REST | 16 | 157.5
W1 B design | DN15 | 1.6 | L170 | R250 | T90 | Lora WAN+wMBus | EU 863-870 | REST | 16 | 162.5
W1 B design | DN15 | 1.6 | L170 | R315 | T30-T90 | Lora WAN+wMBus | EU 863-870 | REST | 16 | 162.5
W1 B design | DN15 | 1.6 | L170 | R315 | T50 | Lora WAN+wMBus | EU 863-870 | REST | 16 | 157.5
W1 B design | DN15 | 1.6 | L170 | R315 | T90 | Lora WAN+wMBus | EU 863-870 | REST | 16 | 162.5
W1 B design | DN15 | 1.6 | L170 | R160 | T30-T90 | Lora WAN+wMBus | EU 863-870 | REST | 16 | 162.5
W1 B design | DN15 | 1.6 | L170 | R160 | T50 | Lora WAN+wMBus | EU 863-870 | REST | 16 | 157.5
W1 B design | DN15 | 1.6 | L170 | R160 | T90 | Lora WAN+wMBus | EU 863-870 | REST | 16 | 162.5
W1 B design | DN15 | 2.5 | L170 | R250 | T30-T90 | Lora WAN+wMBus | EU 863-870 | REST | 16 | 162.5
W1 B design | DN15 | 2.5 | L170 | R250 | T50 | Lora WAN+wMBus | EU 863-870 | REST | 16 | 157.5
W1 B design | DN15 | 2.5 | L170 | R250 | T90 | Lora WAN+wMBus | EU 863-870 | REST | 16 | 162.5
W1 B design | DN15 | 2.5 | L170 | R800 | T30-T90 | Lora WAN+wMBus | EU 863-870 | REST | 16 | 172.5
W1 B design | DN15 | 2.5 | L170 | R800 | T50 | Lora WAN+wMBus | EU 863-870 | REST | 16 | 167.5
W1 B design | DN15 | 2.5 | L170 | R800 | T90 | Lora WAN+wMBus | EU 863-870 | REST | 16 | 172.5
W1 B design | DN15 | 2.5 | L170 | R160 | T30-T90 | Lora WAN+wMBus | EU 863-870 | REST | 16 | 162.5
W1 B design | DN15 | 2.5 | L170 | R160 | T50 | Lora WAN+wMBus | EU 863-870 | REST | 16 | 157.5
W1 B design | DN15 | 2.5 | L170 | R160 | T90 | Lora WAN+wMBus | EU 863-870 | REST | 16 | 162.5
W1 B design | DN15 | 2.5 | L170 | R500 | T30-T90 | Lora WAN+wMBus | EU 863-870 | REST | 16 | 162.5
W1 B design | DN15 | 2.5 | L170 | R500 | T50 | Lora WAN+wMBus | EU 863-870 | REST | 16 | 157.5
W1 B design | DN15 | 2.5 | L170 | R500 | T90 | Lora WAN+wMBus | EU 863-870 | REST | 16 | 162.5
W1 B design | DN15 | 1.6 | L170 | R250 | T30 | Lora WAN+wMBus | EU 863-870 | REST | 16 | 157.5
W1 B design | DN15 | 1.6 | L170 | R315 | T30 | Lora WAN+wMBus | EU 863-870 | REST | 16 | 157.5
W1 B design | DN15 | 1.6 | L170 | R160 | T30 | Lora WAN+wMBus | EU 863-870 | REST | 16 | 157.5
W1 B design | DN15 | 2.5 | L170 | R250 | T30 | Lora WAN+wMBus | EU 863-870 | REST | 16 | 157.5
W1 B design | DN15 | 2.5 | L170 | R800 | T30 | Lora WAN+wMBus | EU 863-870 | REST | 16 | 167.5
W1 B design | DN15 | 2.5 | L170 | R160 | T30 | Lora WAN+wMBus | EU 863-870 | REST | 16 | 157.5
W1 B design | DN15 | 2.5 | L170 | R500 | T30 | Lora WAN+wMBus | EU 863-870 | REST | 16 | 157.5
W1 B design | DN15 | 1.6 | L170 | R400 | T30-T90 | Lora WAN+wMBus | EU 863-870 | REST | 16 | 162.5
W1 B design | DN15 | 1.6 | L170 | R400 | T50 | Lora WAN+wMBus | EU 863-870 | REST | 16 | 157.5
W1 B design | DN15 | 1.6 | L170 | R400 | T90 | Lora WAN+wMBus | EU 863-870 | REST | 16 | 162.5
W1 B design | DN15 | 2.5 | L170 | R400 | T30-T90 | Lora WAN+wMBus | EU 863-870 | REST | 16 | 162.5
W1 B design | DN15 | 2.5 | L170 | R400 | T50 | Lora WAN+wMBus | EU 863-870 | REST | 16 | 157.5
W1 B design | DN15 | 2.5 | L170 | R400 | T90 | Lora WAN+wMBus | EU 863-870 | REST | 16 | 162.5
W1 B design | DN15 | 1.6 | L170 | R400 | T30 | Lora WAN+wMBus | EU 863-870 | REST | 16 | 157.5
W1 B design | DN15 | 2.5 | L170 | R400 | T30 | Lora WAN+wMBus | EU 863-870 | REST | 16 | 157.5
W1 B design | DN15 | 1.6 | L170 | R250 | T30-T90 | Lora WAN+wMBus | EU 863-870 | REST | 16 | 162.5
W1 B design | DN15 | 1.6 | L170 | R250 | T50 | Lora WAN+wMBus | EU 863-870 | REST | 16 | 157.5
W1 B design | DN15 | 1.6 | L170 | R250 | T90 | Lora WAN+wMBus | EU 863-870 | REST | 16 | 162.5
W1 B design | DN15 | 1.6 | L170 | R315 | T30-T90 | Lora WAN+wMBus | EU 863-870 | REST | 16 | 162.5
W1 B design | DN15 | 1.6 | L170 | R315 | T50 | Lora WAN+wMBus | EU 863-870 | REST | 16 | 157.5
W1 B design | DN15 | 1.6 | L170 | R315 | T90 | Lora WAN+wMBus | EU 863-870 | REST | 16 | 162.5
W1 B design | DN15 | 1.6 | L170 | R160 | T30-T90 | Lora WAN+wMBus | EU 863-870 | REST | 16 | 162.5
W1 B design | DN15 | 1.6 | L170 | R160 | T50 | Lora WAN+wMBus | EU 863-870 | REST | 16 | 157.5
W1 B design | DN15 | 1.6 | L170 | R160 | T90 | Lora WAN+wMBus | EU 863-870 | REST | 16 | 162.5
W1 B design | DN15 | 2.5 | L170 | R250 | T30-T90 | Lora WAN+wMBus | EU 863-870 | REST | 16 | 162.5
W1 B design | DN15 | 2.5 | L170 | R250 | T50 | Lora WAN+wMBus | EU 863-870 | REST | 16 | 157.5
W1 B design | DN15 | 2.5 | L170 | R250 | T90 | Lora WAN+wMBus | EU 863-870 | REST | 16 | 162.5
W1 B design | DN15 | 2.5 | L170 | R800 | T30-T90 | Lora WAN+wMBus | EU 863-870 | REST | 16 | 172.5
W1 B design | DN15 | 2.5 | L170 | R800 | T50 | Lora WAN+wMBus | EU 863-870 | REST | 16 | 167.5
W1 B design | DN15 | 2.5 | L170 | R800 | T90 | Lora WAN+wMBus | EU 863-870 | REST | 16 | 172.5
W1 B design | DN15 | 2.5 | L170 | R160 | T30-T90 | Lora WAN+wMBus | EU 863-870 | REST | 16 | 162.5
W1 B design | DN15 | 2.5 | L170 | R160 | T50 | Lora WAN+wMBus | EU 863-870 | REST | 16 | 157.5
W1 B design | DN15 | 2.5 | L170 | R160 | T90 | Lora WAN+wMBus | EU 863-870 | REST | 16 | 162.5
W1 B design | DN15 | 2.5 | L170 | R500 | T30-T90 | Lora WAN+wMBus | EU 863-870 | REST | 16 | 162.5
W1 B design | DN15 | 2.5 | L170 | R500 | T50 | Lora WAN+wMBus | EU 863-870 | REST | 16 | 157.5
W1 B design | DN15 | 2.5 | L170 | R500 | T90 | Lora WAN+wMBus | EU 863-870 | REST | 16 | 162.5
W1 B design | DN15 | 1.6 | L170 | R250 | T30 | Lora WAN+wMBus | EU 863-870 | REST | 16 | 157.5
W1 B design | DN15 | 1.6 | L170 | R315 | T30 | Lora WAN+wMBus | EU 863-870 | REST | 16 | 157.5
W1 B design | DN15 | 1.6 | L170 | R160 | T30 | Lora WAN+wMBus | EU 863-870 | REST | 16 | 157.5
W1 B design | DN15 | 2.5 | L170 | R250 | T30 | Lora WAN+wMBus | EU 863-870 | REST | 16 | 157.5
W1 B design | DN15 | 2.5 | L170 | R800 | T30 | Lora WAN+wMBus | EU 863-870 | REST | 16 | 167.5
W1 B design | DN15 | 2.5 | L170 | R160 | T30 | Lora WAN+wMBus | EU 863-870 | REST | 16 | 157.5
W1 B design | DN15 | 2.5 | L170 | R500 | T30 | Lora WAN+wMBus | EU 863-870 | REST | 16 | 157.5
W1 B design | DN15 | 1.6 | L170 | R400 | T30-T90 | Lora WAN+wMBus | EU 863-870 | REST | 16 | 162.5
W1 B design | DN15 | 1.6 | L170 | R400 | T50 | Lora WAN+wMBus | EU 863-870 | REST | 16 | 157.5
W1 B design | DN15 | 1.6 | L170 | R400 | T90 | Lora WAN+wMBus | EU 863-870 | REST | 16 | 162.5
W1 B design | DN15 | 2.5 | L170 | R400 | T30-T90 | Lora WAN+wMBus | EU 863-870 | REST | 16 | 162.5
W1 B design | DN15 | 2.5 | L170 | R400 | T50 | Lora WAN+wMBus | EU 863-870 | REST | 16 | 157.5
W1 B design | DN15 | 2.5 | L170 | R400 | T90 | Lora WAN+wMBus | EU 863-870 | REST | 16 | 162.5
W1 A design | DN50 no FL | 16 | L200 | R250 | T30 | Lora WAN+wMBus | EU 863-870 | COLD | 16 | 707.5
W1 A design | DN50 no FL | 16 | L200 | R250 | T30-T90 | Lora WAN+wMBus | EU 863-870 | COLD | 16 | 712.5
W1 A design | DN50 no FL | 16 | L200 | R250 | T50 | Lora WAN+wMBus | EU 863-870 | COLD | 16 | 707.5
W1 A design | DN50 no FL | 16 | L200 | R250 | T90 | Lora WAN+wMBus | EU 863-870 | COLD | 16 | 712.5
W1 A design | DN50 no FL | 16 | L200 | R400 | T30 | Lora WAN+wMBus | EU 863-870 | COLD | 16 | 707.5
W1 A design | DN50 no FL | 16 | L200 | R400 | T30-T90 | Lora WAN+wMBus | EU 863-870 | COLD | 16 | 712.5
W1 A design | DN50 no FL | 16 | L200 | R400 | T50 | Lora WAN+wMBus | EU 863-870 | COLD | 16 | 707.5
W1 A design | DN50 no FL | 16 | L200 | R400 | T90 | Lora WAN+wMBus | EU 863-870 | COLD | 16 | 712.5
W1 A design | DN50 no FL | 16 | L200 | R160 | T30 | Lora WAN+wMBus | EU 863-870 | COLD | 16 | 707.5
W1 A design | DN50 no FL | 16 | L200 | R160 | T30-T90 | Lora WAN+wMBus | EU 863-870 | COLD | 16 | 712.5
W1 A design | DN50 no FL | 16 | L200 | R160 | T50 | Lora WAN+wMBus | EU 863-870 | COLD | 16 | 707.5
W1 A design | DN50 no FL | 16 | L200 | R160 | T90 | Lora WAN+wMBus | EU 863-870 | COLD | 16 | 712.5
W1 A design | DN50 no FL | 25 | L200 | R250 | T30 | Lora WAN+wMBus | EU 863-870 | COLD | 16 | 707.5
W1 A design | DN50 no FL | 25 | L200 | R250 | T30-T90 | Lora WAN+wMBus | EU 863-870 | COLD | 16 | 712.5
W1 A design | DN50 no FL | 25 | L200 | R250 | T50 | Lora WAN+wMBus | EU 863-870 | COLD | 16 | 707.5
W1 A design | DN50 no FL | 25 | L200 | R250 | T90 | Lora WAN+wMBus | EU 863-870 | COLD | 16 | 712.5
W1 A design | DN50 no FL | 25 | L200 | R400 | T30 | Lora WAN+wMBus | EU 863-870 | COLD | 16 | 707.5
W1 A design | DN50 no FL | 25 | L200 | R400 | T30-T90 | Lora WAN+wMBus | EU 863-870 | COLD | 16 | 712.5
W1 A design | DN50 no FL | 25 | L200 | R400 | T50 | Lora WAN+wMBus | EU 863-870 | COLD | 16 | 707.5
W1 A design | DN50 no FL | 25 | L200 | R400 | T90 | Lora WAN+wMBus | EU 863-870 | COLD | 16 | 712.5
W1 A design | DN50 no FL | 25 | L200 | R160 | T30 | Lora WAN+wMBus | EU 863-870 | COLD | 16 | 707.5
W1 A design | DN50 no FL | 25 | L200 | R160 | T30-T90 | Lora WAN+wMBus | EU 863-870 | COLD | 16 | 712.5
W1 A design | DN50 no FL | 25 | L200 | R160 | T50 | Lora WAN+wMBus | EU 863-870 | COLD | 16 | 707.5
W1 A design | DN50 no FL | 25 | L200 | R160 | T90 | Lora WAN+wMBus | EU 863-870 | COLD | 16 | 712.5
W1 A design | DN50 no FL | 40 | L200 | R250 | T30 | Lora WAN+wMBus | EU 863-870 | COLD | 16 | 707.5
W1 A design | DN50 no FL | 40 | L200 | R250 | T30-T90 | Lora WAN+wMBus | EU 863-870 | COLD | 16 | 712.5
W1 A design | DN50 no FL | 40 | L200 | R250 | T50 | Lora WAN+wMBus | EU 863-870 | COLD | 16 | 707.5
W1 A design | DN50 no FL | 40 | L200 | R250 | T90 | Lora WAN+wMBus | EU 863-870 | COLD | 16 | 712.5
W1 A design | DN50 no FL | 40 | L200 | R400 | T30 | Lora WAN+wMBus | EU 863-870 | COLD | 16 | 707.5
W1 A design | DN50 no FL | 40 | L200 | R400 | T30-T90 | Lora WAN+wMBus | EU 863-870 | COLD | 16 | 712.5
W1 A design | DN50 no FL | 40 | L200 | R400 | T50 | Lora WAN+wMBus | EU 863-870 | COLD | 16 | 707.5
W1 A design | DN50 no FL | 40 | L200 | R400 | T90 | Lora WAN+wMBus | EU 863-870 | COLD | 16 | 712.5
W1 A design | DN50 no FL | 40 | L200 | R160 | T30 | Lora WAN+wMBus | EU 863-870 | COLD | 16 | 707.5
W1 A design | DN50 no FL | 40 | L200 | R160 | T30-T90 | Lora WAN+wMBus | EU 863-870 | COLD | 16 | 712.5
W1 A design | DN50 no FL | 40 | L200 | R160 | T50 | Lora WAN+wMBus | EU 863-870 | COLD | 16 | 707.5
W1 A design | DN50 no FL | 40 | L200 | R160 | T90 | Lora WAN+wMBus | EU 863-870 | COLD | 16 | 712.5
W1 A design | DN50 no FL | 25 | L200 | R500 | T30 | Lora WAN+wMBus | EU 863-870 | COLD | 16 | 707.5
W1 A design | DN50 no FL | 25 | L200 | R500 | T30-T90 | Lora WAN+wMBus | EU 863-870 | COLD | 16 | 712.5
W1 A design | DN50 no FL | 25 | L200 | R500 | T50 | Lora WAN+wMBus | EU 863-870 | COLD | 16 | 707.5
W1 A design | DN50 no FL | 25 | L200 | R500 | T90 | Lora WAN+wMBus | EU 863-870 | COLD | 16 | 712.5
W1 A design | DN50 no FL | 40 | L200 | R500 | T30 | Lora WAN+wMBus | EU 863-870 | COLD | 16 | 707.5
W1 A design | DN50 no FL | 40 | L200 | R500 | T30-T90 | Lora WAN+wMBus | EU 863-870 | COLD | 16 | 712.5
W1 A design | DN50 no FL | 40 | L200 | R500 | T50 | Lora WAN+wMBus | EU 863-870 | COLD | 16 | 707.5
W1 A design | DN50 no FL | 40 | L200 | R500 | T90 | Lora WAN+wMBus | EU 863-870 | COLD | 16 | 712.5
W1 A design | DN50 no FL | 25 | L200 | R800 | T30 | Lora WAN+wMBus | EU 863-870 | COLD | 16 | 717.5
W1 A design | DN50 no FL | 40 | L200 | R800 | T30 | Lora WAN+wMBus | EU 863-870 | COLD | 16 | 717.5
| Warranty period | [5 empty] | Delivery conditions
| 5 years (60 months) from the date of manufacturing | [5 empty] | Ex Works Tallinn Estonia
All prices are subject to change without prior notice
DN15 and DN20 A design is not for sale in these countries
Belgium | Sweden | Finland | France | Netherlands |  | Denmark | Norway | Germany |  | Poland
Küttemaailm OÜ ¦¦ +372 6799 366 ¦¦ info@optimatic.ee ¦¦ Kadaka tee 181 Tallinn 12618 Estonia ¦¦ www.optimatic.ee